## spare parts all
Part no. (text format) | Description English | retil price, Euro (incl. VAT 20%)
0010003464 | Gas conversion set G30->G20 | 175.05
0010004240 | Screw tube 0,5m with pressure relief | 360.96
0010004246 | Suction- and return air hose (25m) | 1527.98
0010004248 | Screw tube 0,5m with pressure relief | 360.96
0010005804 | Cylinder tank | 1376
0010018617 | Transport hose(6,0m) with screw(9,5m) | 1031.32
0010025548 | Sensor, coil | 6.89
0010025549 | Sensor, coil | 6.89
0010025550 | Sensor, room | 3.05
0010025551 | Deflector | 4.58
0010025552 | Deflector | 4.58
0010025553 | Receiver | 14.52
0010025554 | Receiver | 15.33
0010025555 | Motor, stepping motor | 8.41
0010025556 | Motor, stepping motor | 9.16
0010025557 | Capacitor | 4.58
0010025559 | Capacitor | 4.58
0010025560 | PCB | 94.99
0010025561 | PCB | 101.78
0010025562 | Casing panels, left side | 26.19
0010025563 | Casing panels, left side | 26.19
0010025564 | Motor, fan | 137.06
0010025565 | Motor, fan | 137.06
0010025566 | Fan, centrifugal | 12.21
0010025567 | Fan, centrifugal | 12.21
0010025568 | Casing panels, front | 6.89
0010025778 | Casing panels, front | 44.24
0010025779 | Casing panels, front | 86.85
0010025780 | Casing panels, front | 77.35
0010025781 | Casing panels, front | 59.44
0010025782 | Casing panels, front | 59.44
0010025783 | Casing panels, front | 59.44
0010025784 | Casing panels, front | 19.54
0010025786 | Gas control valve, with venturi | 137.06
0010025787 | Gas control valve, with venturi | 137.06
0010025789 | Flue sensor | 44.24
0010025790 | Support, VU, storage connection pipes | 3.87
0010025792 | Gas pipe | 19.54
0010025793 | Sensor, kit | 35.42
0010025794 | Cap, motor protection (x5) | 4.58
0010025822 | Casing panels, front | 7.63
0010025823 | Cover, top | 41.25
0010025824 | Cover, top | 41.25
0010025825 | Filter | 3.87
0010025826 | Filter | 3.87
0010025832 | Side panel | 38.54
0010025833 | Side panel | 35.42
0010025834 | Front panel | 59.44
0010025835 | Name badge | 9.94
0010025836 | Front panel | 51.94
0010025837 | Expansion vessel | 122.13
0010025838 | Pump | 253.76
0010025839 | Pump | 253.76
0010025840 | Pump | 175.05
0010025841 | Pump | 175.05
0010025842 | Pump | 238.83
0010025843 | Clip, (PK10) | 8.41
0010025844 | Clip, (PK10) | 7.63
0010025845 | Clip, (PK10) | 6.07
0010025846 | Tube | 12.99
0010025847 | Tube | 12.21
0010025848 | Tube | 11.47
0010025849 | Tube | 38.54
0010025850 | Tube | 38.54
0010025851 | Tube | 35.42
0010025852 | Cable | 9.94
0010025853 | Wiring harness, pump | 9.16
0010025854 | Cable | 8.41
0010025855 | Cable | 11.47
0010025856 | Cable, pump | 10.72
0010025857 | Cable | 9.94
0010025858 | Gasket, (x10) | 2.68
0010025859 | O-ring, (PK10) | 3.05
0010025860 | Adapter | 5.04
0010025861 | Adapter | 4.58
0010025862 | Hose | 8.41
0010025863 | Hose | 7.63
0010025864 | Clamp | 3.05
0010025865 | Control panel | 31.75
0010025866 | Flap | 3.87
0010025867 | Control panel | 50.48
0010025868 | Control panel | 47.22
0010025869 | Control panel | 55.09
0010025870 | Cable | 6.89
0010025871 | Cable | 6.07
0010025872 | Cable | 6.07
0010025873 | PCB | 160.13
0010025874 | PCB | 202.19
0010025875 | PCB | 188.62
0010025876 | PCB | 202.19
0010025877 | PCB | 245.41
0010025878 | PCB | 202.19
0010025879 | PCB | 202.19
0010025880 | PCB | 278.53
0010025881 | Automatic air vent | 29.04
0010025882 | Automatic air vent | 31.92
0010025883 | Automatic air vent | 26.19
0010025884 | Clip | 1.9
0010025885 | Pressure relief valve | 15.33
0010025886 | Grommet for pipe | 1.9
0010025887 | Grommet for pipe | 1.53
0010025888 | Spacer | 1.53
0010025889 | Display | 70.61
0010025890 | Display | 59.44
0010025891 | Screw, (PK10) | 3.87
0010025898 | Fuse | 2.31
0010025899 | Fuse | 2.31
0010025900 | PCB | 108.56
0010025901 | PCB | 115.35
0010025902 | Condensate drain, pan | 23.2
0010025903 | Fan, centrifugal | 115.35
0010025904 | Float | 26.19
0010025905 | Motor, fan | 202.19
0010025907 | Sensor, coil | 4.58
0010025908 | Filter, air | 3.87
0010025909 | Front panel | 41.25
0010025910 | Motor, stepping motor | 9.94
0010025911 | Deflector | 108.56
0010025912 | Receiver | 29.04
0010025913 | Pump, drenage | 122.13
0010025914 | Pump, drenage | 122.13
0010025915 | Casing panels, front | 18.18
0010025916 | Casing panels, front | 18.18
0010025917 | Side panel, right | 90.92
0010025918 | Side panel, left | 90.92
0010025922 | Front panel | 325.68
0010025923 | Front panel | 360.96
0010025924 | Front panel | 392.17
0010025925 | Front panel | 392.17
0010025926 | Front panel | 419.31
0010025927 | Casing panels, edge, back M | 223.91
0010025928 | Casing panels, edge, left S | 223.91
0010025929 | Casing panels, edge, left M | 223.91
0010025930 | Casing panels, edge, left S | 223.91
0010025931 | Casing panels, edge, left M | 223.91
0010025932 | Casing panels, edge, left S | 223.91
0010025933 | Casing panels, edge, left M | 223.91
0010025934 | Casing panels, edge, right S | 223.91
0010025935 | Casing panels, edge, right M | 223.91
0010025936 | Casing panels, edge, right S | 223.91
0010025937 | Casing panels, edge, right M | 223.91
0010025938 | Casing panels, edge, right S | 223.91
0010025939 | Casing panels, edge, right M | 223.91
0010025940 | Grille | 188.62
0010025941 | Grille | 202.19
0010025942 | Grille, M | 449.17
0010025943 | Flow restrictor | 325.68
0010025944 | Fuse | 145.2
0010025945 | Relay | 23.2
0010025946 | Relay | 160.13
0010025998 | Capacitor | 803.34
0010025999 | Connection, capacitor | 35.42
0010026000 | Cover plate | 283.61
0010026001 | Cover plate | 283.61
0010026002 | Cover plate | 283.61
0010026008 | Compressor, 5k | 607.94
0010026009 | Compressor, 8kW | 650
0010026010 | Compressor, 15k 1P | 1110.03
0010026011 | Fastening kit, compressor | 21.44
0010026012 | Fastening kit, compressor | 29.04
0010026013 | Expansion valve, 5k | 69.21
0010026014 | Expansion valve, thermostatic 8kW | 69.21
0010026015 | Expansion valve, thermostatic 11-15kW | 69.21
0010026016 | Coil, Electronic Expansion Valve | 55.09
0010026017 | Valve | 59.44
0010026018 | Valve | 55.09
0010026019 | Coil | 26.19
0010026020 | Refrigerant accumulator | 82.78
0010026021 | Refrigerant accumulator | 101.78
0010026022 | Nut, (x5) | 3.87
0010026023 | Switch, high pressure | 47.22
0010026024 | Temperature limiter | 38.54
0010026025 | Sensor, high pressure | 77.35
0010026026 | Valve | 9.94
0010026027 | Counterweight | 19.54
0010026028 | Filter | 9.94
0010026029 | Filter | 35.42
0010026030 | Connection, 1/4 | 3.87
0010026031 | Connection, 1/2 | 6.89
0010026032 | Connection, 3/8 | 5.36
0010026033 | Connection, 5/8 | 8.41
0010026034 | Insulation (kit) | 64.32
0010026035 | Insulation (kit) | 47.22
0010026036 | Insulation | 7.63
0010026037 | Insulation (kit) | 29.04
0010026038 | Insulation (kit) | 29.04
0010026039 | Insulation (kit) | 29.04
0010026040 | Resistor, compressor | 26.19
0010026041 | Resistor, compressor | 26.19
0010026045 | Valve 1/2 | 41.25
0010026046 | Valve 5/8 | 50.48
0010026047 | Valve 1/4 | 26.19
0010026048 | Valve 3/8 | 29.04
0010026049 | Cap (kit 1/2, 1/4, 3/8, 5/8) | 7.63
0010026050 | Inverter | 917.33
0010026051 | Inverter | 1298.65
0010026057 | Insulation, (kit) | 41.25
0010026058 | Insulation, (kit) | 38.54
0010026059 | Insulation, (kit) | 35.42
0010026060 | Tube | 94.99
0010026061 | Tube | 90.92
0010026062 | Tube | 86.85
0010026063 | Tube | 38.54
0010026064 | Tube | 38.54
0010026065 | Tube | 35.42
0010026066 | Tube | 101.78
0010026067 | Tube | 94.99
0010026068 | Tube | 90.92
0010026069 | Tube | 38.54
0010026070 | Tube | 38.54
0010026071 | Tube | 35.42
0010026072 | Tube | 101.78
0010026073 | Tube | 101.78
0010026074 | Tube | 160.13
0010026075 | Sensor | 4.58
0010026076 | Connection | 3.87
0010026077 | Connection | 5.36
0010026078 | Screw, (PK10) | 2.31
0010026079 | Screw, (PK10) | 2.31
0010026080 | Clip | 2.68
0010026081 | Grommet for pipe | 1.9
0010026082 | Wiring harness | 29.04
0010026083 | Wiring harness | 29.04
0010026084 | Wiring harness | 16.69
0010026085 | Wiring harness | 35.42
0010026086 | Wiring harness | 35.42
0010026150 | Wiring harness | 26.19
0010026151 | Flexible tube | 4.58
0010026152 | Flexible tube | 3.87
0010026153 | Flexible tube | 3.87
0010026154 | Cable tie | 1.9
0010026155 | Cable tie | 1.53
0010026156 | Cable tie | 1.53
0010026157 | Wiring harness | 6.89
0010026158 | Wiring harness | 7.63
0010026159 | Wiring harness | 9.16
0010026160 | Wiring harness | 9.16
0010026161 | Wiring harness | 8.41
0010026162 | Cable | 2.68
0010026163 | Cable | 2.31
0010026164 | Cable | 2.31
0010026165 | Cable | 3.05
0010026166 | Cable | 2.31
0010026167 | Cable | 2.68
0010026168 | Cable | 3.05
0010026169 | Cable | 2.31
0010026170 | Cable | 2.68
0010026171 | Cable | 1.53
0010026172 | Switch | 50.48
0010026173 | Jumper | 5.36
0010026174 | Jumper | 5.04
0010026175 | Jumper | 4.58
0010026176 | Clamp | 5.36
0010026177 | Clamp | 5.04
0010026178 | Clamp | 4.58
0010026179 | Clamp | 5.36
0010026180 | Clamp | 5.04
0010026181 | Clamp | 4.58
0010026182 | Clamp | 9.94
0010026183 | Clamp | 10.09
0010026184 | Clamp | 9.16
0010026185 | Clamp | 1.9
0010026186 | Clamp | 1.53
0010026187 | Clamp | 1.53
0010026188 | Clamp | 3.87
0010026189 | Clamp | 3.05
0010026192 | Cable harness | 5.36
0010026193 | Switch | 51.94
0010026194 | Switch | 45.32
0010026195 | Support | 8.41
0010026197 | Heating element | 90.92
0010026198 | Heating element | 90.92
0010026199 | Insulation | 14.52
0010026201 | O-ring, (x5) | 4.58
0010026202 | Display | 60.52
0010026203 | Heat exchanger | 160.13
0010026204 | Heat exchanger | 153.34
0010026205 | Heat exchanger | 145.2
0010026206 | Heat exchanger | 175.05
0010026207 | Heat exchanger | 175.05
0010026208 | Heat exchanger | 153.34
0010026209 | Heat exchanger | 175.05
0010026210 | Heat exchanger | 175.05
0010026212 | Cover plate | 31.75
0010026213 | Cover plate | 29.04
0010026214 | Cover plate | 29.04
0010026215 | Base plate | 9.16
0010026216 | Base plate | 8.41
0010026217 | Base plate | 7.63
0010026218 | Side panel | 50.48
0010026219 | Draught diverter | 86.85
0010026220 | Combustion chamber | 59.44
0010026221 | Insulation | 19.54
0010026222 | Combustion chamber cover | 38.54
0010026223 | Insulation | 19.54
0010026224 | Burner | 122.13
0010026225 | Electrode (ignition) | 9.16
0010026226 | Electrode (ignition) | 9.16
0010026227 | Electrode | 3.87
0010026228 | Gas pipe | 31.75
0010026229 | Burner rail | 38.54
0010026230 | Expansion vessel | 101.78
0010026231 | Cylinder tank | 122.13
0010026232 | Water section | 41.25
0010026233 | Water section | 44.24
0010026234 | Water section | 41.25
0010026235 | Water section | 44.24
0010026236 | Connection | 9.94
0010026237 | Gas control valve, 2HEE+ | 108.56
0010026238 | Gas control valve, 2LLK | 108.56
0010026239 | Gas control valve, 3P_37mbar | 108.56
0010026240 | Gas control valve, 3P_50mbar | 108.56
0010026241 | Gas control valve, 2Ls | 108.56
0010026242 | Gas control valve, 2HEE+ | 77.35
0010026243 | Gas control valve, 2LLK | 77.35
0010026244 | Gas control valve, 3P_37mbar | 77.35
0010026245 | Gas control valve, 3P_50mbar | 77.35
0010026246 | Gas control valve, 2HEE+ | 108.56
0010026247 | Gas control valve, 2H_25mbar | 108.56
0010026248 | Gas control valve, 2LL | 108.56
0010026249 | Gas control valve, 2K | 108.56
0010026250 | Gas control valve, 3P_37mbar | 108.56
0010026251 | Gas control valve, 3P_50mbar | 108.56
0010026252 | Gas control valve, 2Ls | 108.56
0010026253 | Gas control valve, 2HEE+ | 77.35
0010026254 | Gas control valve, 2H_25mbar | 77.35
0010026255 | Gas control valve, 2LL | 77.35
0010026256 | Gas control valve, 3P_37mbar | 77.35
0010026257 | Gas control valve, 3P_50mbar | 77.35
0010026258 | Water deficiency valve, 2LLK | 7.63
0010026259 | Water deficiency valve, 3P_37mbar | 7.63
0010026260 | Water deficiency valve, 3P_50mbar | 7.63
0010026261 | Water deficiency valve ,2Ls | 7.63
0010026262 | Water deficiency valve, 2HEE+ | 7.63
0010026263 | Water deficiency valve, 2H_25mbar | 7.63
0010026264 | Water deficiency valve, 2LL | 7.63
0010026265 | Water deficiency valve, 3P_37mbar | 7.63
0010026266 | Water deficiency valve, 3P_50mbar | 7.63
0010026267 | Water deficiency valve, 2K | 7.63
0010026268 | Gasket | 3.87
0010026269 | Burner | 122.13
0010026270 | Burner | 137.06
0010026271 | Burner rail | 77.35
0010026272 | Burner rail | 77.35
0010026273 | Burner rail | 82.78
0010026274 | Burner rail | 77.35
0010026275 | Burner rail | 82.78
0010026276 | Burner rail | 82.78
0010026277 | Burner rail | 86.85
0010026278 | Burner rail | 86.85
0010026279 | Burner rail | 82.78
0010026280 | Electrode (ignition and sensing) | 18.18
0010026281 | Electrode (ignition and sensing) | 14.52
0010026282 | Control box | 44.24
0010026283 | Pilot burner | 13.71
0010026284 | Thermocouple | 44.24
0010026285 | Thermocouple | 44.24
0010026286 | Gas pipe | 6.89
0010026287 | Gas pipe | 6.89
0010026288 | Heat exchanger | 130.27
0010026289 | Heat exchanger | 175.05
0010026290 | Sealing ring, (x10) | 6.89
0010026291 | Support, (x2) | 6.07
0010026292 | Sensor with cable | 9.94
0010026293 | Sensor with cable | 9.94
0010026294 | Sensor with cable | 6.89
0010026295 | Draught diverter | 41.25
0010026296 | Draught diverter | 44.24
0010026297 | Draught diverter | 44.24
0010026298 | Casing | 47.22
0010026299 | Casing | 55.09
0010026300 | Casing | 55.09
0010026301 | Tube | 14.52
0010026302 | Tube | 14.52
0010026303 | Tube | 11.47
0010026304 | Tube | 12.21
0010026305 | O-ring, (x10) | 3.87
0010026306 | Flexible tube | 9.16
0010026307 | Water section | 41.25
0010026308 | Water section | 41.25
0010026309 | Water section | 41.25
0010026310 | Water section | 41.25
0010026311 | Connection | 9.16
0010026312 | Gas control valve, 2HEE+ | 108.56
0010026313 | Gas control valve, 3P_37mbar | 108.56
0010026314 | Gas control valve, 2HEE+ | 77.35
0010026315 | Gas control valve, 3P_37mbar | 77.35
0010026316 | Gas control valve, 2HEE+ | 108.56
0010026317 | Gas control valve, 2H_25mbar | 108.56
0010026318 | Gas control valve, 3P_37mbar | 108.56
0010026319 | Gas control valve, 2HEE+ | 77.35
0010026320 | Gas control valve, 3P_37mbar | 77.35
0010026321 | Water deficiency valve, 3P_37mbar | 7.63
0010026322 | Water deficiency valve, 2HEE+ | 7.63
0010026323 | Water deficiency valve, 2H_25mbar | 7.63
0010026324 | Water deficiency valve, 3P_37mbar | 7.63
0010026326 | Screw, (x10) | 4.58
0010026327 | Gasket | 3.87
0010026328 | Burner | 122.13
0010026329 | Burner | 130.27
0010026330 | Burner rail | 69.21
0010026331 | Burner rail | 69.21
0010026332 | Burner rail | 69.21
0010026333 | Burner rail | 69.21
0010026334 | Electrode (ignition and sensing) | 18.18
0010026335 | Electrode (ignition and sensing) | 14.52
0010026336 | Control box | 44.24
0010026337 | Pilot burner | 13.71
0010026338 | Thermocouple | 44.24
0010026339 | Thermocouple | 41.25
0010026340 | Thermocouple | 44.24
0010026341 | Thermocouple | 16.69
0010026342 | Sensor with cable | 29.04
0010026343 | Gas pipe | 6.07
0010026344 | Gas pipe | 6.07
0010026345 | Heat exchanger | 130.27
0010026346 | Heat exchanger | 175.05
0010026347 | Sealing ring, (x10) | 6.07
0010026348 | Support, (x2) | 5.36
0010026349 | Sensor with cable | 9.16
0010026350 | Sensor with cable | 9.16
0010026351 | Sensor with cable | 6.07
0010026352 | Draught diverter | 41.25
0010026353 | Draught diverter | 41.25
0010026354 | Draught diverter | 44.24
0010026355 | Draught diverter | 44.24
0010026356 | Casing | 47.22
0010026357 | Casing | 55.09
0010026358 | Casing | 55.09
0010026359 | Tube | 13.71
0010026360 | Tube | 14.52
0010026361 | Tube | 11.47
0010026362 | Tube | 11.47
0010026363 | Clip, (x10) | 12.21
0010026364 | O-ring, (x10) | 3.87
0010026365 | Flexible tube | 9.16
0010026366 | Conversion kit to 2HE+ | 130.27
0010026367 | Conversion kit to 3P_37mbar | 130.27
0010026368 | Conversion kit to 2E+ | 108.56
0010026369 | Conversion kit to 3P_37mbar | 108.56
0010026370 | Conversion kit to 2HE+ | 130.27
0010026371 | Conversion kit, to 3P_37mbar | 130.27
0010026372 | Conversion kit to 2E+ | 108.56
0010026373 | Conversion kit to 3P_37mbar | 108.56
0010026374 | Conversion kit to 2HE+ | 137.06
0010026375 | Conversion kit to 2LL | 137.06
0010026376 | Conversion kit to 3P_50mbar | 137.06
0010026377 | Conversion kit to 2K | 137.06
0010026378 | Conversion kit to 3P_37mbar | 137.06
0010026379 | Conversion kit to 2Ls | 137.06
0010026380 | Conversion kit to 2HE+ | 115.35
0010026381 | Conversion kit to 2LL | 115.35
0010026382 | Conversion kit to 3P_37mbar | 115.35
0010026383 | Conversion kit to 3P_50mbar | 115.35
0010026384 | Conversion kit to 2HE+ | 137.06
0010026385 | Conversion kit to 2LL | 137.06
0010026386 | Conversion kit to 3P_37mbar | 137.06
0010026387 | Conversion kit to 3P_50mbar | 137.06
0010026388 | Conversion kit to 2Ls | 137.06
0010026389 | Conversion kit to 2HE+ | 108.56
0010026390 | Conversion kit to 2LL | 115.35
0010026391 | Conversion kit to 3P_37mbar | 108.56
0010026392 | Conversion kit to 3P_50mbar | 108.56
0010026393 | Jumper | 2.31
0010026394 | Jumper | 2.31
0010026395 | Jumper | 2.31
0010026396 | Jumper | 2.31
0010026408 | Water deficiency valve, 3P_50mbar | 7.63
0010026409 | Gas control valve, 3P_50mbar | 108.56
0010026410 | Conversion kit to 3P_50mbar | 130.27
0010026411 | Generator | 50.48
0010026657 | Front panel | 449.17
0010026658 | Cover | 153.34
0010026659 | Cover | 175.05
0010026660 | Cover | 175.05
0010026661 | Cover | 175.05
0010026662 | Cover | 188.62
0010026663 | Cover | 238.83
0010026664 | Cover | 253.76
0010026665 | Cover | 238.83
0010026666 | Cover | 253.76
0010026667 | Cover | 268.69
0010026668 | Cover | 297.18
0010026669 | Cable | 26.19
0010026670 | Cable | 26.19
0010026671 | Gas control valve | 480.38
0010026672 | Gas control valve | 480.38
0010026673 | Diaphragm, Diaphragm plate | 16.69
0010026694 | Generator | 50.48
0010026871 | Pilot burner | 9.16
0010026878 | Pin, (x10) | 1.15
0010026879 | Screw, (x10) | 1.15
0010026925 | Valve, heating 1 1/4 cpl. | 238.83
0010026926 | Valve, DHW/heating 1 1/4 cpl. | 188.62
0010026927 | Valve, brine 1 1/2 cpl. | 268.69
0010026928 | Valve, brine 1 1/2 cpl. | 297.18
0010026929 | Valve, drainage 1/2 | 9.94
0010026930 | Connection kit (ADG) | 175.05
0010026931 | Insulation, heat insulation DN 32 | 21.44
0010026932 | Insulation, heat insulation DN 25 | 21.44
0010026933 | Insulation, heat insulation kit | 145.2
0010026934 | Insulation, heat insulation kit | 137.06
0010026935 | Insulation, heat insulation kit | 35.42
0010026936 | Insulation, heat insulation kit | 38.54
0010026937 | Support bracket, cpl. (300mm) | 41.25
0010026938 | Support bracket, cpl. | 77.35
0010026940 | Screw, (5 x 4) | 3.87
0010026941 | Screw, (5 x 4) | 3.87
0010026942 | Tube (DN 22, 182mm) | 12.21
0010026943 | Service valve (w. G1 adaptor) | 55.09
0010026944 | Support bracket, cpl. | 31.75
0010026945 | T-connector | 38.54
0010026946 | Service valve | 101.78
0010026947 | Service valve | 55.09
0010026948 | Support bracket, cpl. | 29.04
0010026949 | T-connector | 29.04
0010026950 | Connection (G1-R1) | 16.69
0010026951 | Connection kit (brass) | 26.19
0010026952 | Flexible pipe (DN 16 x 365mm) | 44.24
0010026953 | Flexible pipe (DN 16 x 540mm) | 50.48
0010026954 | Elbow, pipe (filling device) | 14.52
0010026955 | Flexible pipe, 450mm | 59.44
0010026956 | Flexible pipe, 520mm | 59.44
0010026957 | Heat insulation, box | 59.44
0010026958 | Elbow, pipe (filling device) | 10.72
0010026959 | Tube, 200mm | 41.25
0010026960 | Tube, 130mm (with union connector) | 14.52
0010026961 | Tube, 65mm (with sleeve nut) | 10.72
0010026962 | Tube, 565mm (PA) | 41.25
0010026963 | Heat insulation, isolation tap (3 parts) | 26.19
0010026964 | Heat insulation, isolation tap (2 parts) | 19.54
0010026965 | Heat insulation, elbow | 6.89
0010026966 | Heat insulation, safety group | 12.21
0010026967 | Feed hopper, drain (grey) | 41.25
0010026968 | Feed hopper, drain (black) | 35.42
0010026969 | Service valve | 44.24
0010026970 | Service valve | 90.92
0010026971 | Service valve (w. G1 adaptor) | 55.09
0010026972 | Support bracket, cpl. | 29.04
0010026973 | T-connector | 35.42
0010026974 | Support bracket, cpl. | 29.04
0010027063 | Burner | 82.78
0010027065 | Burner | 101.78
0010027066 | Spark generator | 11.47
0010027067 | Electrode (ignition and sensing) | 12.21
0010027068 | Gasket | 1.9
0010027069 | Manifold | 38.54
0010027070 | Manifold | 50.48
0010027071 | Manifold | 50.48
0010027072 | O-ring, (x10) | 6.07
0010027073 | Fan | 122.13
0010027074 | Fan | 122.13
0010027076 | Hose | 82.78
0010027077 | Heat exchanger | 202.19
0010027078 | Seal kit | 9.16
0010027079 | Heat exchanger | 238.83
0010027080 | Seal kit | 9.94
0010027081 | Fuse | 9.94
0010027082 | Front panel | 47.22
0010027083 | Seal kit | 10.72
0010027084 | Flue gas collector | 35.42
0010027085 | Seal kit | 7.63
0010027087 | Seal kit | 8.41
0010027088 | Sealing ring, (x5) | 5.36
0010027089 | Cover plate | 29.04
0010027091 | Pressure safeguard | 101.78
0010027092 | Pressure safeguard | 101.78
0010027093 | Valve | 29.04
0010027094 | O-ring, (x10) | 3.05
0010027095 | Connection | 38.54
0010027096 | Filter | 4.58
0010027097 | O-ring, (x10) | 3.87
0010027100 | Control box | 19.54
0010027101 | Wiring harness | 21.44
0010027102 | Cable | 12.99
0010027103 | Cable | 9.16
0010027104 | Wiring harness | 4.58
0010027105 | Control box | 55.09
0010027106 | Burner | 82.78
0010027108 | Burner | 101.78
0010027109 | Spark generator | 11.47
0010027110 | Electrode (ignition and sensing) | 12.21
0010027111 | Gasket | 1.9
0010027112 | Manifold | 38.54
0010027113 | Manifold | 50.48
0010027114 | Manifold | 47.22
0010027115 | O-ring, (x10) | 6.07
0010027116 | Fan | 145.2
0010027117 | Fan | 145.2
0010027119 | Hose | 82.78
0010027120 | Heat exchanger | 202.19
0010027121 | Seal kit | 9.16
0010027122 | Heat exchanger | 238.83
0010027123 | Seal kit | 9.16
0010027124 | Fuse | 9.94
0010027125 | Front panel | 47.22
0010027126 | Name badge, Protherm | 3.87
0010027127 | Name badge, Saunier Duval | 3.87
0010027128 | Seal kit | 5.36
0010027129 | Flue gas collector | 35.42
0010027130 | Seal kit | 7.63
0010027132 | Seal kit | 8.41
0010027133 | Sealing ring, (x5) | 5.36
0010027134 | Support | 5.36
0010027135 | Gas valve | 94.99
0010027136 | Gasket, (x10) | 3.87
0010027137 | Pressure safeguard | 101.78
0010027138 | Pressure safeguard | 101.78
0010027139 | Valve | 29.04
0010027140 | O-ring, (x10) | 3.05
0010027141 | Connection | 38.54
0010027142 | Filter | 4.58
0010027143 | O-ring, (x10) | 3.87
0010027146 | Control box | 19.54
0010027147 | Wiring harness | 21.44
0010027148 | Cable | 12.21
0010027149 | Cable | 8.41
0010027150 | Wiring harness | 4.58
0010027151 | Control box | 55.09
0010027152 | Screw, (x10) | 3.87
0010027163 | Cable, pump solar, extension | 19.54
0010027164 | Cable | 19.54
0010027194 | Tube | 9.16
0010027195 | Tube | 9.94
0010027196 | Sensor | 44.24
0010027197 | Cable | 9.94
0010027198 | Heating element | 44.24
0010027199 | Support | 4.58
0010027200 | Casing | 55.09
0010027341 | Screw, (x10) ISO 7045 | 5.36
0010027342 | Spring, (x5) | 8.41
0010027343 | Gas pipe | 16.69
0010027344 | Tube | 12.99
0010027345 | Tube | 15.33
0010027346 | Tube | 16.69
0010027347 | Tube | 16.69
0010027348 | Support | 3.05
0010027349 | Support | 9.16
0010027350 | Support | 5.36
0010027351 | Sensor | 38.54
0010027352 | Sensor | 38.54
0010027353 | Sensor | 122.13
0010027354 | Wiring harness | 47.22
0010027355 | Wiring harness | 47.22
0010027356 | Wiring harness | 44.24
0010027357 | Support | 3.87
0010027358 | Support | 26.19
0010027359 | Cover plate | 13.71
0010027360 | Casing, (kit) | 480.38
0010027361 | Casing, (kit) | 480.38
0010027529 | Conversion kit to G31 | 101.78
0010027530 | Conversion kit to G20, G25 | 101.78
0010027531 | Conversion kit to G31 | 130.27
0010027532 | Conversion kit to G20, G25 | 130.27
0010027533 | Conversion kit to G31 | 59.44
0010027534 | Conversion kit to G20, G25 | 59.44
0010027535 | Conversion kit to G31 | 101.78
0010027536 | Conversion kit to G20, G25 | 101.78
0010027537 | Conversion kit to G31 | 122.13
0010027538 | Conversion kit to G20, G25 | 122.13
0010027539 | Conversion kit, to G31 | 55.09
0010027540 | Conversion kit, to G20, G25 | 59.44
0010027548 | Heating element, condensate drain 400V | 153.34
0010027549 | Heating element, condensate drain | 145.2
0010027551 | Wiring harness, 24V | 160.13
0010027552 | Wiring harness, 24V | 153.34
0010027553 | Wiring harness, 24V | 145.2
0010027554 | Support, PHE | 47.22
0010027555 | Heat exchanger, PHE 40Pl | 607.94
0010027556 | Hose, connection EV-PHE | 55.09
0010027557 | Hose, hydraulic DN25 x 480mm | 122.13
0010027558 | Tube, cooling water PHE-HC | 268.69
0010027559 | Tube, cooling water PHE-HC | 202.19
0010027560 | Tube, connection EV-PHE | 449.17
0010027561 | Casing panels, edge, back L | 202.19
0010027562 | Casing panels, edge, left L | 223.91
0010027563 | Casing panels, edge, right L | 223.91
0010027564 | Grille, front L | 480.38
0010027565 | Casing panels, edge, back L | 202.19
0010027566 | Casing panels, edge, left L | 223.91
0010027567 | Casing panels, edge, right L | 223.91
0010027570 | Gas pipe | 31.75
0010027571 | Gas pipe | 29.04
0010027606 | Screw, (x10) | 3.87
0010027607 | Screw, (x10) | 3.87
0010027608 | Screw, (x10) | 5.36
0010027609 | Screw, (x10) | 3.87
0010027616 | Screw, (x10) | 3.87
0010027618 | Gasket, (x5) | 4.58
0010027630 | Maintenance kit VKO 156/3-7 | 238.83
0010027631 | Maintenance kit VKO 256/3-7 | 202.19
0010027632 | Maintenance kit VKO 356/3-7 | 202.19
0010027633 | Maintenance kit VKK 226-656/4 | 64.32
0010027634 | Maintenance kit, VKK 186-486/5 (R1) | 64.32
0010027635 | Maintenance kit VC 806/5-5 R2-4 | 101.78
0010027636 | Maintenance kit, VC 1006+1206/5-5 R2-4 | 101.78
0010027637 | Maintenance kit, VSC /3-5 150, /4-5 90 | 55.09
0010027638 | Maintenance kit, VSC /4-5 150/200 (R1) | 59.44
0010027639 | Label, maintenance (x20) | 3.87
0010027681 | Valve, Schrader (x5) | 9.16
0010027682 | Valve, Schrader (x5) | 9.16
0010027683 | Valve, Schrader (x5) | 8.41
0010027685 | Gasket, copper (x5) | 8.41
0010027912 | Deflector | 29.04
0010027913 | Frame | 82.78
0010027914 | Condensate drain | 47.22
0010027915 | Display | 55.09
0010027916 | Filter, dust | 6.89
0010027954 | Deflector | 29.04
0010027955 | Frame | 94.99
0010027956 | Condensate drain | 55.09
0010027957 | Filter, dust | 9.16
0010028016 | Conversion kit to 2H | 101.78
0010028017 | Conversion kit to 2H | 101.78
0010028018 | Conversion kit to 2H | 160.13
0010028019 | Conversion kit to 2H | 188.62
0010028025 | Thermostat | 4.58
0010028047 | Heat exchanger, (tin coated) | 419.31
0010028048 | Heat exchanger, (tin coated) | 392.17
0010028049 | Heat exchanger, (tin coated) | 392.17
0010028050 | Heat exchanger, (tin coated) | 392.17
0010028078 | Air inlet duct, HPM | 35.42
0010028079 | Air inlet duct, HPM | 35.42
0010028080 | Deflector | 3.87
0010028081 | Baffle plate | 3.87
0010028082 | Flexible tube | 3.05
0010028083 | Flexible tube | 3.05
0010028084 | Wiring harness | 21.44
0010028085 | Wiring harness | 29.04
0010028086 | PCB | 253.76
0010028087 | PCB | 192.71
0010028134 | Casing panels, edge, back L | 188.62
0010028135 | Casing panels, edge, left L | 202.19
0010028136 | Casing panels, edge, right L | 202.19
0010028137 | Tube | 94.99
0010028138 | Tube | 90.92
0010028139 | Side panel, right L | 325.68
0010028140 | Side panel, right L | 297.18
0010028141 | Side panel, right L | 268.69
0010028142 | Connector, spiral pipe | 31.75
0010028143 | Clamp, hinge bolt clamp 17-19mm (x2) | 10.72
0010028144 | Clamp, hinge bolt clamp 48-51mm (x2) | 15.33
0010028145 | Clamp, hinge bolt clamp 52-55mm (x2) | 15.33
0010028146 | Clamp, jaw clamp 12mm (x2) | 6.07
0010028147 | Clamp, hinge bolt clamp 20-22 mm (x2) | 10.72
0010028148 | Grille, front, top L | 480.38
0010028149 | Grille, front L | 449.17
0010028150 | Side panel, top right L | 297.18
0010028151 | Side panel, top right L | 297.18
0010028152 | Side panel, top right L | 268.69
0010028153 | Connection, elbow G 3/4 | 16.69
0010028156 | Electronics box | 64.32
0010028157 | Cable, 400V | 35.42
0010028158 | Cable, 400V | 35.42
0010028159 | Cable, 400V | 31.75
0010028160 | Tube, solar | 16.69
0010028161 | Clip, (x5) | 7.63
0010028162 | Retainer, electronics box | 12.99
0010028163 | Retainer, electronics box | 12.99
0010028166 | Deflector | 44.24
0010028167 | Deflector | 41.25
0010028168 | Deflector | 55.09
0010028169 | Deflector | 50.48
0010028170 | Deflector | 41.25
0010028171 | Deflector | 44.24
0010028194 | Thermocouple | 44.24
0010028195 | Sensor with cable | 9.94
0010028228 | Burner | 115.35
0010028229 | Burner, NL | 130.27
0010028231 | Tube | 13.71
0010028234 | Heat exchanger | 175.05
0010028289 | Casing panels, front | 130.27
0010028290 | Casing panels, front | 145.2
0010028341 | Tube | 55.09
0010028342 | Tube | 41.25
0010028345 | Cable harness | 4.58
0010028346 | Connector (double) | 1.9
0010028347 | Retainer | 3.87
0010028350 | Pump head | 480.38
0010028365 | Anode, 90mm | 21.44
0010028381 | T-connector | 26.19
0010028382 | Connection kit (brass) | 26.19
0010028383 | Expansion relief valve, assembly 10 bar | 86.85
0010028384 | Valve, purge valve | 7.63
0010028385 | Valve, drainage 1/2 | 9.94
0010028386 | Flexible pipe (DN 16 x 540mm) | 50.48
0010028387 | Elbow, pipe (filling device) | 14.52
0010028388 | Flexible tube, 450mm | 55.09
0010028389 | Flexible pipe, 520mm | 55.09
0010028390 | Heat insulation, box | 55.09
0010028391 | Elbow, pipe (filling device) | 9.94
0010028392 | Tube, 200mm | 41.25
0010028393 | Tube, 130mm (with union connector) | 14.52
0010028394 | Tube, 65mm (with sleeve nut) | 10.72
0010028395 | Feed hopper, drain (grey) | 38.54
0010028396 | Feed hopper, drain (black) | 35.42
0010028397 | Clamp, DN 125 x 125 | 44.24
0010028398 | Lip seal (insp. cap 60 EPDM) | 6.89
0010028399 | Cap, (x2) DN 25x10 M20x2 | 3.87
0010028400 | Gasket, adapter (DN 134) EPDM | 13.71
0010028401 | Plug, DN 14 | 2.68
0010028402 | Cover, DN 60 PP inspection | 59.44
0010028403 | Adapter, DN 80-80 flex-rigid PP | 14.52
0010028404 | Adapter, DN 80-80 flex-rigid PP | 14.52
0010028405 | Screw, (x2) | 3.87
0010028406 | Screw, (x2) | 3.87
0010028407 | Nut, M6 square (x10) | 2.68
0010028408 | Nut, M6 square (x10) | 2.68
0010028409 | Clamp, DN 100 x 40 | 8.41
0010028410 | Clamp, DN 100 x 40 | 9.16
0010028411 | Clamp, DN 125 x 120 | 55.09
0010028412 | Cover, DN 80 PP inspection | 3.05
0010028413 | Lip seal, DN 125 TPE | 3.87
0010028414 | Lip seal, DN 80 EPDM | 3.87
0010028415 | Gasket, kit flange gasket (DN 138) | 9.94
0010028416 | Gasket, kit flange gasket (DN 138) | 9.94
0010028417 | Lip seal, DN 88 Silikon | 4.58
0010028418 | Lip seal, DN 88 Silikon | 4.58
0010028419 | Gasket, kit flange gasket (DN 138) | 15.33
0010028420 | Gasket, kit flange gasket (DN 138) | 14.52
0010028421 | Plug, air stopper DN 14 x 10mm | 2.31
0010028422 | Plug, air stopper DN 14 x 10mm | 2.31
0010028423 | Gasket, kit flange gasket (DN 138) | 9.94
0010028424 | Gasket, kit flange gasket (DN 138) | 9.94
0010028425 | Wall seal, DN 125 (2 halves) RVS | 31.75
0010028426 | Clamp, DN 125 x 39 | 18.18
0010028427 | Clamp, DN 130 x 115 | 77.35
0010028428 | Lip seal, DN 150 EPDM | 14.52
0010028429 | Lip seal, DN 150 EPDM | 13.71
0010028430 | Cover, DN 130 PP inspection | 64.32
0010028549 | Adapter | 4.58
0010028550 | Diverter valve, body | 86.85
0010028551 | O-ring, (PK5) | 3.05
0010028552 | Clip | 3.87
0010028553 | Hydroblock | 77.35
0010028554 | Hydroblock | 31.75
0010028555 | Filter | 1.9
0010028559 | Cable harness | 38.54
0010028560 | Cable harness | 41.25
0010028564 | Tube | 9.16
0010028565 | Tube | 9.16
0010028566 | Adapter, by-pass | 9.16
0010028567 | Tube, by-pass | 8.41
0010028568 | Tube | 12.21
0010028569 | Tube | 9.94
0010028571 | Tube | 10.72
0010028572 | Tube | 10.72
0010028573 | Plug | 3.87
0010028574 | Clip, (PK10) | 6.07
0010028592 | Fascia panel | 2.68
0010028594 | PCB | 82.78
0010028596 | Support | 0.81
0010028598 | O-ring, (x10) | 3.05
0010028599 | Support | 0.81
0010028601 | Injector rail, NL | 19.54
0010028602 | Flue gas collector | 15.33
0010028603 | Electrode (ignition and sensing) | 6.89
0010028604 | Flowswitch, Bitron, 11lt F.GWH | 12.21
0010028605 | Support | 2.31
0010028606 | Gasket, (x10) | 12.21
0010028607 | Cable harness | 26.19
0010028608 | Pressure safeguard | 9.16
0010028609 | Tube | 3.87
0010028611 | Casing | 10.72
0010028612 | Cover | 11.47
0010028614 | Flow switch | 1.15
0010028617 | Injector rail, LPG | 19.54
0010028619 | Burner, LPG | 55.09
0010028620 | Shakeproof washer, (x10) | 1.53
0010028622 | Flue gas collector | 12.99
0010028623 | Fan | 69.21
0010028636 | Burner | 86.85
0010028637 | Burner | 101.78
0010028638 | Burner | 115.35
0010028639 | Manifold | 44.24
0010028640 | Manifold | 55.09
0010028641 | Manifold | 55.09
0010028642 | Flue gas collector | 50.48
0010028643 | Flue gas collector | 47.22
0010028646 | Flue gas restrictor | 6.89
0010028647 | Flue gas restrictor | 7.63
0010028648 | Flue gas restrictor | 6.89
0010028649 | Flue gas restrictor | 6.89
0010028650 | Burner | 86.85
0010028651 | Burner | 101.78
0010028652 | Burner | 108.56
0010028653 | Manifold | 41.25
0010028654 | Manifold | 50.48
0010028655 | Manifold | 55.09
0010028656 | Flue gas collector | 50.48
0010028657 | Flue gas collector | 47.22
0010028660 | Flue gas restrictor | 7.63
0010028661 | Flue gas restrictor | 7.63
0010028662 | Flue gas restrictor | 7.63
0010028663 | Flue gas restrictor | 7.63
0010028696 | Sleeve, Flow limiter | 18.18
0010028699 | Retainer | 4.58
0010028700 | Retainer | 3.87
0010028701 | Retainer | 3.87
0010028702 | Cover | 26.19
0010028703 | Control panel | 55.09
0010028710 | Pressure sensor | 29.04
0010028711 | Pressure sensor | 29.04
0010028712 | Heat exchanger, 3C | 392.17
0010028713 | Heat exchanger, 3C | 360.96
0010028715 | Heat exchanger, 4C | 392.17
0010028716 | Heat exchanger, 4C | 392.17
0010028718 | Burner flange | 94.99
0010028719 | Burner flange | 94.99
0010028721 | Insulation, burner flange | 15.33
0010028732 | Insulation, burner flange | 15.33
0010028734 | Burner, 24KW | 26.19
0010028735 | Burner, 24KW | 26.19
0010028740 | Venturi | 12.21
0010028741 | Venturi | 12.21
0010028743 | O-ring, (PK10) | 1.9
0010028744 | O-ring, (PK10) | 5.36
0010028746 | Gas valve assembly | 86.85
0010028747 | Gas valve assembly | 86.85
0010028752 | Screw (PK50) | 3.87
0010028755 | Elbow | 6.07
0010028756 | Elbow | 6.07
0010028758 | Air inlet duct, 24Kw | 26.19
0010028759 | Air inlet duct, 24Kw | 23.2
0010028761 | Air inlet duct, 28Kw | 29.04
0010028762 | Air inlet duct, 28Kw | 26.19
0010028764 | Fan | 77.35
0010028765 | Fan | 69.21
0010028767 | Insulation, sound 3C | 4.58
0010028768 | Insulation, sound 3C | 4.58
0010028770 | Insulation, sound 4C | 6.07
0010028771 | Insulation, sound 4C | 5.36
0010028773 | Hydroblock | 55.09
0010028774 | Hydroblock | 82.78
0010028776 | Hydroblock, inlet PtP | 18.18
0010028777 | Hydroblock, inlet PtP | 18.18
0010028781 | Control Panel, Vaillant ecoTEC direct | 38.54
0010028784 | Control panel, HSD CombiTek Cds | 21.44
0010028785 | O-ring (PK10) | 3.05
0010028786 | Tube, non-return valve | 77.35
0010028787 | Hydroblock, outlet | 55.09
0010028788 | Hydroblock, outlet | 55.09
0010028789 | Tube, non-return valve | 77.35
0010028790 | Drain point | 26.19
0010028791 | Drain point | 26.19
0010028792 | Control Panel, HSD ThemaTek Cds | 31.75
0010028793 | Filter, HW | 1.9
0010028794 | Filter, HW | 1.9
0010028795 | Control Panel, Protherm Puma Cds (SP) | 26.19
0010028796 | Plug, 3 poles 230V | 2.31
0010028798 | Bypass | 15.33
0010028799 | Rope seal, long side casing | 2.68
0010028800 | Hydroblock, Pump | 86.85
0010028801 | Hydroblock, Pump | 86.85
0010028802 | Rope seal, long side casing | 2.68
0010028803 | Hydroblock, inlet DHW | 6.07
0010028804 | Hydroblock, inlet DHW | 6.07
0010028805 | Rope seal, front panel, long | 4.58
0010028806 | Nipple | 4.58
0010028807 | Nipple | 4.58
0010028809 | Tube, non-return valve | 86.85
0010028810 | Condensate drain, siphon | 3.87
0010028813 | Condensate drain, siphon | 4.58
0010028824 | Retainer | 6.07
0010028825 | Retainer | 6.07
0010028826 | Condensate drain, siphon UK | 3.87
0010028829 | Nipple | 6.07
0010028830 | Retainer, EV top flange | 2.68
0010028831 | Retainer, EV top flange | 2.68
0010028833 | Retainer, EV bottom flange | 2.68
0010028834 | Retainer, EV bottom flange | 2.68
0010028836 | Flexible pipe, for EV | 12.21
0010028837 | Flexible tube, for EV | 11.47
0010028839 | Tube, return 24 kW | 9.94
0010028840 | Tube, return 24 kW | 9.94
0010028842 | Tube, departure 24 kW | 12.99
0010028843 | Tube, departure 24 kW | 12.21
0010028845 | Tube, return 28 kW | 9.94
0010028846 | Tube, return 28 kW | 9.94
0010028848 | Tube, departure 28 kW | 6.89
0010028849 | Tube, departure 28 kW | 6.89
0010028851 | Gas pipe, 24 kW | 23.2
0010028852 | Gas pipe, 24 kW | 19.54
0010028854 | Gas pipe, 28 kW | 23.2
0010028855 | Gas pipe, 28 kW | 21.44
0010028858 | Electronics box, back | 11.47
0010028859 | Electronics box, back | 10.72
0010028861 | Cover plate | 6.07
0010028862 | Cover plate | 5.36
0010028866 | Control Panel , SD | 21.44
0010028868 | Control Panel, Vaillant ecoTEC intro | 23.2
0010028870 | Condensate drain, PRV drain | 3.87
0010028871 | Rope seal, front panel, long | 4.58
0010028872 | Name badge, (PK10) Protherm | 18.18
0010028875 | Control Panel , HSD | 23.2
0010028881 | Control Panel ,Glow-Worm | 26.19
0010028884 | Control Panel, Protherm Puma Cds | 23.2
0010028887 | Control Panel ,Hermannn | 19.54
0010028889 | Display | 59.44
0010028890 | Display | 55.09
0010028892 | Cable, hydraulic | 59.44
0010028893 | Cable, hydraulic | 55.09
0010028899 | Cable harness, timer UK | 6.07
0010028902 | Hose, degasing | 5.36
0010028903 | Hose, degasing | 4.58
0010028905 | Siphon | 9.94
0010028906 | Siphon | 9.94
0010028908 | Seal kit, (PK10) | 8.41
0010028909 | Seal kit, (PK10) | 8.41
0010028911 | Rope seal, side casing | 2.68
0010028912 | Rope seal, side casing | 2.68
0010028914 | Plate, Side panel | 41.25
0010028915 | Plate, Side panel | 38.54
0010028917 | Rope seal, front panel, short | 3.87
0010028918 | Rope seal, front panel, short | 3.05
0010028920 | Rope seal, control panel R | 2.31
0010028921 | Rope seal, control panel R | 2.31
0010028923 | Insulation, front panel | 26.19
0010028924 | Insulation, front panel | 21.44
0010028926 | Casing, Front panel shape R | 55.09
0010028927 | Casing, Front panel shape R | 50.48
0010028932 | Rope seal, control panel S | 2.68
0010028933 | Rope seal, control panel S | 2.68
0010028936 | Casing, Front panel shape S | 50.48
0010028941 | Plug, Ebus | 2.68
0010028942 | Plug, Ebus | 2.68
0010028952 | Sealing ring (PK10) | 3.87
0010028957 | Name badge, (PK10) Hermann | 16.69
0010028958 | Name badge, (PK10) SD | 26.19
0010028959 | Name badge, (PK10) Protherm (Grey) | 21.44
0010028961 | Name badge, (PK10) Glow-Worm | 3.87
0010028962 | Name badge, (PK10) HSD | 18.18
0010029044 | Heat exchanger | 360.96
0010029049 | Heat exchanger | 514.3
0010029051 | Heat exchanger | 650
0010029056 | Screw, (x10) | 1.9
0010029057 | Screw, (x10) | 2.31
0010029058 | Support, PHE | 3.05
0010029059 | Burner | 35.42
0010029060 | Burner | 35.42
0010029061 | Burner | 35.42
0010029062 | Gasket, Burner | 2.31
0010029063 | Burner insulation | 12.99
0010029244 | Tube | 6.07
0010029264 | Seal kit, Maintenance kit I | 14.52
0010029265 | Burner flange | 77.35
0010029266 | Screw, (x10) | 3.05
0010029267 | Gasket | 4.58
0010029268 | Gasket, Electrode (Ionisation) | 3.87
0010029269 | Gasket, Electrode (Ignition) | 5.36
0010029270 | Control electrode | 26.19
0010029271 | Electrode (ignition) | 26.19
0010029272 | Cable harness, Igniter Ioni | 31.75
0010029273 | Cable harness, Igniter Ioni | 18.18
0010029274 | Air inlet duct | 35.42
0010029275 | Air inlet duct | 23.2
0010029276 | Support, PHE | 3.87
0010029277 | Fan | 188.62
0010029279 | Gasket | 3.87
0010029280 | Spark generator | 14.52
0010029281 | Gas valve assembly | 175.05
0010029282 | Gas valve assembly | 175.05
0010029283 | Gas pipe | 21.44
0010029284 | Gas pipe | 19.54
0010029285 | Gas pipe, flexible | 35.42
0010029286 | Flow restrictor | 2.31
0010029295 | Cable harness, heat engine | 35.42
0010029300 | Front panel | 153.34
0010029301 | Front panel | 188.62
0010029305 | Fascia panel | 23.2
0010029308 | Side panel | 77.35
0010029309 | Noise insulation | 145.2
0010029310 | Support, expension vessel | 3.05
0010029311 | Grommet | 3.05
0010029312 | Clip, (x5) | 1.9
0010029314 | Tube | 12.21
0010029315 | Tube | 13.71
0010029316 | Tube | 13.71
0010029318 | Connection | 12.21
0010029319 | Tube, expansion vessel | 10.72
0010029320 | Tube | 29.04
0010029321 | Tube | 29.04
0010029322 | Tube | 16.69
0010029323 | Tube | 16.69
0010029324 | Tube | 13.71
0010029326 | Sensor | 160.13
0010029327 | Tube | 29.04
0010029328 | PCB | 238.83
0010029330 | Housing | 9.94
0010029331 | Housing | 18.18
0010029333 | Display | 160.13
0010029334 | Support, (x2) | 2.68
0010029335 | Support, (x2) | 1.9
0010029336 | Spacer, (x2) | 2.68
0010029337 | Spacer, (x2) | 8.41
0010029339 | Switch, without plug | 47.22
0010029340 | Switch, with EU- plug | 35.42
0010029343 | Connection, CIM | 26.19
0010029344 | Support | 4.58
0010029346 | Cable | 3.05
0010029383 | Plug, installation kit | 26.19
0010029384 | Foot | 3.87
0010029386 | Back-up heater, 1200W | 188.62
0010029387 | Fan, D140 L300mm | 325.68
0010029388 | Fan, AC-ZA190 | 238.83
0010029389 | Capacitor, 5,5uf | 35.42
0010029390 | Expansion valve | 238.83
0010029391 | Evaporator | 449.17
0010029392 | Capacitor, 20uf | 44.24
0010029393 | Cover | 297.18
0010029394 | Compressor | 689.36
0010029395 | Non-return valve with gravity brake, D80 | 188.62
0010029396 | Cover, kit | 607.94
0010029397 | Fan, kit | 841.34
0010029398 | Cable harness | 202.19
0010029399 | Cover, kit | 419.31
0010029400 | Fan, EC kit | 325.68
0010029401 | Cable harness | 108.56
0010029402 | Fan, AC kit | 514.3
0010029403 | Cable harness | 122.13
0010029404 | Compressor | 689.36
0010029405 | Back-up heater, 1200W | 202.19
0010029406 | Fan, AC-ZA190 | 238.83
0010029407 | Capacitor, 5,5uf | 59.44
0010029408 | Expansion valve | 253.76
0010029409 | Evaporator | 392.17
0010029410 | Capacitor, 20uf | 77.35
0010029433 | Plug | 2.31
0010029434 | Rope seal | 16.69
0010029435 | Plug, (x10) | 3.05
0010029437 | Name badge, Hermann Saunier Duval | 3.87
0010029438 | Name badge, Hermann Saunier Duval, grey | 3.87
0010029439 | Cover plate | 18.18
0010029440 | Valve, 1/2' | 18.18
0010029442 | Cable | 31.75
0010029527 | Burner | 86.85
0010029528 | Burner | 101.78
0010029529 | Burner | 101.78
0010029530 | Fan | 153.34
0010029531 | Fan | 153.34
0010029533 | Hose | 1.9
0010029534 | Heat exchanger | 202.19
0010029535 | Heat exchanger | 253.76
0010029537 | Flue gas collector | 47.22
0010029538 | Flue gas collector | 55.09
0010029539 | Connection | 9.16
0010029540 | Connection | 23.2
0010029541 | Connection | 35.42
0010029542 | Cable harness | 19.54
0010029543 | Cable harness | 5.36
0010029544 | Remote control | 86.85
0010029545 | Display | 50.48
0010029546 | Conversion kit to G31 | 44.24
0010029547 | Conversion kit to G20 | 44.24
0010029548 | Conversion kit to G31 | 137.06
0010029549 | Conversion kit to G20 | 55.09
0010029550 | Conversion kit to G31 | 137.06
0010029551 | Conversion kit to G20 | 55.09
0010029893 | PCB | 115.35
0010029894 | PCB | 122.13
0010029895 | PCB | 101.78
0010029896 | PCB | 101.78
0010029897 | Condensate drain, pan | 115.35
0010029898 | Condensate drain, pan | 115.35
0010029899 | Tangential fan | 94.99
0010029900 | Tangential fan | 108.56
0010029901 | Tangential fan | 108.56
0010029902 | Tangential fan, set | 238.83
0010029903 | Tangential fan, set | 268.69
0010029904 | Tangential fan, set | 419.31
0010029905 | Tangential fan, set | 419.31
0010029906 | Pump, drainage | 77.35
0010029907 | Pump, drainage | 77.35
0010029908 | Pump, drainage | 101.78
0010029909 | Float | 18.18
0010029910 | Electric motor, fan | 175.05
0010029911 | Electric motor, fan | 153.34
0010029912 | Electric motor, fan | 253.76
0010029913 | Float | 12.99
0010029914 | Sensor, coil temperature | 3.87
0010029915 | Sensor, coil temperature | 6.07
0010029916 | PCB, filter board | 47.22
0010029917 | PCB, filter board | 21.44
0010029918 | Filter | 21.44
0010029919 | Filter | 31.75
0010029920 | Filter | 14.52
0010029921 | Filter | 21.44
0010029922 | PCB, filter board | 18.18
0010029923 | Receiver | 29.04
0010029924 | Deflector | 12.21
0010029925 | Casing panels, front | 47.22
0010029926 | Filter | 9.16
0010029927 | Casing panels, front | 50.48
0010029928 | Deflector | 5.36
0010029929 | Bridge | 1.9
0010029930 | Bridge | 1.9
0010029931 | Bridge | 1.9
0010029932 | Bridge | 2.31
0010029954 | Flue elbow, DN 130 with support | 31.75
0010029955 | Covering hood, DN 130 | 108.56
0010029956 | Wall seal, DN 140 AL (220x220) | 26.19
0010029957 | Wall seal, DN 140 AL (220x220) | 23.2
0010029958 | Grille, ventilation grid AL (250x250) | 47.22
0010029959 | Grille, ventilation grid AL (250x250) | 47.22
0010029960 | Lip seal, DN 130 EPDM | 12.21
0010029961 | Adapter, DN 80-80 rigid-flex PP | 9.16
0010029962 | Covering hood, DN 80 PP | 21.44
0010029963 | Lip seal, DN 80 EPDM | 5.36
0010029964 | Spacer, DN 99 | 82.78
0010029965 | Cover, DN 80 PP inspection | 9.94
0010029966 | Cover, DN 125 AL inspection | 19.54
0010029967 | Clamp, cut-out DN 125 x 70 | 26.19
0010029968 | Clamp, cut-out DN 125 x 70 | 23.2
0010029969 | Adapter, DN 80 x 85 | 29.04
0010029970 | Adapter, DN 80 x 85 | 29.04
0010029971 | Support bracket | 115.35
0010029972 | Support bracket | 115.35
0010029973 | Lip seal, DN50 flex. (x10) | 55.09
0010029974 | Lip seal, DN50 flex. (x10) | 55.09
0010029975 | Lip seal, DN50 rigid (x10) | 59.44
0010029976 | Lip seal, DN50 rigid (x10) | 59.44
0010029977 | Flange gasket, DN 90 | 12.21
0010029978 | Flange gasket, DN 90 | 12.21
0010029979 | Lip seal, DN 60 rigid | 8.41
0010029980 | Lip seal, DN 60 rigid | 8.41
0010029981 | Adapter, DN60 rigid to DN50 flex | 130.27
0010029982 | Adapter, DN60 rigid to DN50 flex | 122.13
0010029983 | Fastening kit | 137.06
0010029984 | Fastening kit | 137.06
0010029990 | Maintenance kit | 3.05
0010030017 | Electric motor, Pump | 202.19
0010030018 | Electric motor, Pump | 202.19
0010030024 | Casing | 12.21
0010030025 | Cover | 12.99
0010030026 | Gasket, (x10) | 12.99
0010030027 | Support | 3.05
0010030028 | Flue gas collector | 18.18
0010030029 | Flue gas collector | 14.52
0010030030 | Fan | 77.35
0010030031 | Flue restrictor | 1.9
0010030032 | Pressure safeguard | 11.47
0010030033 | Hose, (x10) | 6.07
0010030034 | Heat exchanger | 175.05
0010030035 | Temperature limiter | 2.68
0010030036 | Burner | 130.27
0010030037 | Burner | 55.09
0010030038 | Injector rail | 19.54
0010030039 | Injector rail | 19.54
0010030040 | Support | 0.81
0010030041 | Support | 0.81
0010030042 | Screw, (PK10) | 0.81
0010030043 | Tube | 12.99
0010030044 | Electrode (ignition and sensing) | 7.63
0010030045 | Tube | 3.87
0010030046 | O-ring, (x10) | 3.87
0010030047 | Tube | 10.72
0010030048 | Shakeproof washer, (x10) | 0.81
0010030049 | Tube | 5.36
0010030050 | Gasket, (x10) | 1.9
0010030051 | PCB | 86.85
0010030052 | PCB | 86.85
0010030053 | Cable harness | 29.04
0010030054 | Conversion kit | 108.56
0010030055 | Conversion kit | 38.54
0010030056 | Conversion kit | 5.36
0010030068 | Grille, front | 35.42
0010030069 | Axial fan | 35.42
0010030070 | Cover, top | 35.42
0010030071 | Cover, top | 55.09
0010030072 | Compressor | 283.61
0010030073 | Compressor | 360.96
0010030074 | Compressor | 480.38
0010030075 | Compressor | 607.94
0010030076 | Compressor | 607.94
0010030077 | Casing panels, left side | 38.54
0010030078 | Service valve, 5/8 | 35.42
0010030079 | Service valve, 5/8 | 35.42
0010030080 | PCB, main | 392.17
0010030081 | PCB, main | 360.96
0010030082 | PCB, inverter module | 392.17
0010030083 | PCB, main | 153.34
0010030084 | PCB, inverter module | 572.65
0010030085 | PCB, inverter module | 724.64
0010030086 | Casing panels, front, right | 82.78
0010030087 | Sensor, temperature | 6.07
0010030088 | Expansion valve | 23.2
0010030089 | Expansion valve | 26.19
0010030090 | Expansion valve | 50.48
0010030091 | Expansion valve | 59.44
0010030092 | Handle | 3.87
0010030093 | Handle | 7.63
0010030094 | Handle | 6.07
0010030095 | Electric motor, fan | 238.83
0010030096 | Thermosat, klixon | 31.75
0010030097 | Switch, high pressure | 10.72
0010030098 | Casing panels, front, left | 38.54
0010030099 | PCB, filter board | 137.06
0010030100 | PCB, filter board | 268.69
0010030101 | PCB, filter board | 202.19
0010030102 | Coil, inductor | 14.52
0010030103 | Resistor, compressor | 9.16
0010030104 | Valve cover | 1.9
0010030105 | Elbow | 0.81
0010030576 | Hose, (x10) | 0.81
0010030577 | Tube | 6.07
0010030578 | Conversion kit | 3.87
0010030585 | Manifold | 50.48
0010030691 | Cable | 10.72
0010030718 | Cable harness, heat engine | 35.42
0010030722 | Cable harness, heat exchanger | 35.42
0010030737 | Remote control, pad | 137.06
0010030738 | Grille, front | 12.21
0010030739 | Grille, front | 29.04
0010030740 | Casing panels, front | 69.21
0010030741 | Casing panels, front | 82.78
0010030742 | Casing panels, front, right | 26.19
0010030776 | Fan, HPM | 137.06
0010030849 | Cable harness, 2 of 7 | 12.99
0010030923 | Capacitor, 1uf | 35.42
0010030924 | Flat sealing ring, back-up heater | 94.99
0010030925 | Evaporator | 325.68
0010030926 | Filter | 35.42
0010030927 | Solenoid, deicing valve body | 145.2
0010030928 | Compressor | 689.36
0010030929 | Pressure switch | 101.78
0010030930 | Fan | 360.96
0010030931 | Fan, kit | 514.3
0010030932 | Expansion valve | 223.91
0010030933 | Seal ring, special profile | 35.42
0010030934 | Cover | 55.09
0010030935 | Cable | 77.35
0010030936 | Cable harness | 137.06
0010030937 | Cable, display | 35.42
0010030938 | Anode | 175.05
0010030939 | Back-up heater, 1200W | 188.62
0010030940 | Flange | 175.05
0010030941 | Seal ring, special profile | 86.85
0010030942 | Screw, flange | 44.24
0010030943 | Condensate drain | 23.2
0010030944 | Flexible hose | 35.42
0010030945 | Weather protection terminal | 55.09
0010030946 | Insulation, flue | 188.62
0010030947 | Cover ring | 38.54
0010030948 | Gasket | 9.94
0010030949 | Sensor, water lg 700mm | 90.92
0010030950 | Solenoid, deicing valve coil | 77.35
0010030951 | Clip, fan | 18.18
0010030952 | Display | 419.31
0010030953 | Cover | 35.42
0010030954 | Cover ring | 21.44
0010030955 | Cover, inside | 29.04
0010030956 | Cover, outside | 64.32
0010030957 | Retainer | 16.69
0010030958 | Anode, L=90 mm | 26.19
0010030959 | Cover | 297.18
0010030960 | Cover, kit | 392.17
0010030961 | Insert, black rivet with washers | 26.19
0010030962 | Cover, display | 153.34
0010030963 | Cover, kit | 419.31
0010030964 | Fan, AC kit | 480.38
0010030965 | Cable harness | 130.27
0010030966 | Compressor | 650
0010030967 | Cover, display | 153.34
0010031016 | Cover | 223.91
0010031017 | Connection, for insulated pipe Ø125 | 41.25
0010031018 | Cover | 223.91
0010031028 | Seal kit, Electrode-maintenance kit II | 31.75
0010031281 | Name badge, (x5) | 31.75
0010031286 | Burner | 325.68
0010031287 | Support bracket, (x2) | 9.94
0010031288 | Support bracket, (x2) | 9.94
0010031289 | Electrode (ignition and sensing) | 21.44
0010031290 | Support bracket | 6.89
0010031291 | Support bracket | 8.41
0010031292 | Injector rail | 145.2
0010031293 | Injector rail | 153.34
0010031294 | Injector rail | 153.34
0010031297 | Adapter | 9.94
0010031298 | Flue gas collector | 55.09
0010031299 | Flue gas collector | 64.32
0010031300 | Fan | 82.78
0010031301 | Fan | 82.78
0010031302 | Hose | 4.58
0010031303 | Pressure switch | 26.19
0010031304 | Pressure switch | 26.19
0010031305 | Adapter | 8.41
0010031306 | Front panel | 55.09
0010031307 | Front panel | 55.09
0010031308 | Gasket, (x2) | 3.87
0010031309 | Cover | 44.24
0010031310 | Gasket | 5.36
0010031311 | Sight glass | 5.36
0010031312 | Cover | 47.22
0010031313 | Gasket | 5.36
0010031314 | Base plate | 29.04
0010031315 | Base plate | 26.19
0010031316 | Conversion kit to G25 | 202.19
0010031317 | Conversion kit to G20 | 202.19
0010031318 | Grommet for pipe, (x5) | 8.41
0010031319 | Gasket | 5.36
0010031320 | Sight glass | 5.36
0010031321 | Connection | 47.22
0010031322 | Gasket, (x10) | 9.94
0010031323 | Gas pipe | 18.18
0010031324 | Gas pipe | 19.54
0010031325 | Tube | 19.54
0010031326 | Tube | 21.44
0010031327 | Tube | 26.19
0010031328 | Tube | 26.19
0010031329 | Threaded elbow joint | 26.19
0010031330 | Filter, (x10) | 9.94
0010031331 | Tube | 12.21
0010031332 | Tube | 10.72
0010031333 | Connector (hydraulic) | 12.21
0010031334 | Sensor, NTC | 21.44
0010031335 | Connection | 13.71
0010031336 | Housing | 29.04
0010031337 | Back panel | 14.52
0010031338 | PCB | 175.05
0010031339 | Push-button | 5.36
0010031340 | Support bracket, (x5) | 5.36
0010031341 | PCB | 38.54
0010031342 | Cable harness | 15.33
0010031343 | Cable harness | 16.69
0010031344 | Cable harness | 9.94
0010031345 | Cable harness | 41.25
0010031346 | Cable harness | 44.24
0010031347 | Screw, (x10) | 2.31
0010031348 | Burner | 297.18
0010031349 | Support bracket, (x2) | 9.94
0010031350 | Support bracket, (x2) | 9.16
0010031351 | Electrode (ignition and sensing) | 21.44
0010031352 | Support bracket | 6.89
0010031353 | Support bracket | 7.63
0010031354 | Injector rail | 145.2
0010031355 | Injector rail | 153.34
0010031356 | Injector rail | 153.34
0010031359 | Adapter | 9.94
0010031360 | Flue gas collector | 55.09
0010031361 | Flue gas collector | 64.32
0010031362 | Plug | 3.87
0010031363 | Spacer | 8.41
0010031364 | Fan | 82.78
0010031365 | Fan | 82.78
0010031366 | Hose | 4.58
0010031367 | Pressure switch | 26.19
0010031368 | Pressure switch | 26.19
0010031369 | Adapter | 8.41
0010031370 | Front panel | 55.09
0010031371 | Front panel | 55.09
0010031372 | Gasket, (x2) | 3.87
0010031373 | Cover | 44.24
0010031374 | Gasket | 5.36
0010031375 | Plug, (x2) | 3.05
0010031376 | Sight glass | 5.36
0010031377 | Cover | 47.22
0010031378 | Gasket | 5.36
0010031379 | Base plate | 29.04
0010031380 | Base plate | 26.19
0010031381 | Conversion kit to G31 | 202.19
0010031382 | Gas governor | 82.78
0010031383 | Grommet for pipe, (x5) | 8.41
0010031384 | Gasket | 6.07
0010031385 | Sight glass | 6.07
0010031386 | Connection | 44.24
0010031387 | Gasket, (x10) | 9.94
0010031388 | Gas pipe | 18.18
0010031389 | Gas pipe | 18.18
0010031390 | Tube | 19.54
0010031391 | Tube | 21.44
0010031392 | Tube | 26.19
0010031393 | Tube | 23.2
0010031394 | Threaded elbow joint | 23.2
0010031395 | Filter, (x10) | 9.94
0010031396 | Tube | 11.47
0010031397 | Tube | 10.72
0010031398 | Connector (hydraulic) | 12.21
0010031399 | Sensor, NTC | 18.18
0010031400 | Connection | 13.71
0010031401 | Back panel | 13.71
0010031402 | Support bracket, (x5) | 5.36
0010031403 | Fuse, (x10) | 8.41
0010031404 | PCB | 38.54
0010031405 | Screw, (x10) | 2.31
0010031406 | Housing | 26.19
0010031407 | PCB | 175.05
0010031408 | Cable harness | 16.69
0010031409 | Cable harness | 9.94
0010031410 | Cable harness | 41.25
0010031411 | Cable harness | 41.25
0010031412 | Flue gas restrictor, D=43,5mm | 4.58
0010031413 | Flue gas restrictor, D=39,5mm | 4.58
0010031414 | Flue gas restrictor, D=41mm | 4.58
0010031415 | Flue gas restrictor, D=42mm | 4.58
0010031416 | Flue gas restrictor, D=43,5mm | 4.58
0010031417 | Flue gas restrictor, D=39,5mm | 4.58
0010031418 | Flue gas restrictor, D=41mm | 4.58
0010031419 | Flue gas restrictor, D=42mm | 4.58
0010031420 | Flue gas collector | 50.48
0010031421 | Injector rail | 145.2
0010031422 | Injector rail | 145.2
0010031424 | Injector rail | 145.2
0010031425 | Volume flow sensor | 26.19
0010031578 | Volume flow sensor | 26.19
0010031609 | Tube, with sensor | 122.13
0010031610 | Tube, with sensor | 130.27
0010031613 | Manifold | 55.09
0010031614 | Manifold | 59.44
0010031617 | Manifold | 55.09
0010031618 | Manifold | 59.44
0010031621 | Hose, kit | 3.87
0010031623 | Hose, kit | 3.87
0010031624 | Valve, for 3WV | 10.72
0010031625 | Plug (PK5) | 3.87
0010031626 | Clip (PK10) | 5.36
0010031632 | Pump | 130.27
0010031633 | Cable | 7.63
0010031634 | Cable | 7.63
0010031635 | Electric motor | 86.85
0010031636 | Valve | 86.85
0010031637 | Sensor | 29.04
0010031638 | Clip | 1.9
0010031639 | Grommet | 1.9
0010031640 | Cable | 7.63
0010031641 | T-piece | 47.22
0010031704 | PCB, P4 Standard | 145.2
0010031705 | PCB, P4 Standard | 77.35
0010031706 | Plug, (x5) | 5.36
0010031707 | Plug, (x5) | 4.58
0010031709 | PCB, P4 UK | 137.06
0010031710 | Gas pipe, 24 kW Stainless steel | 35.42
0010031711 | Gas pipe, 24 kW Stainless steel | 35.42
0010031712 | Gas pipe, 28 kW Stainless steel | 38.54
0010031713 | Gas pipe, 28 kW Stainless steel | 35.42
0010031748 | Condensate filter, granules | 16.69
0010031768 | Cable harness, 4 poles | 11.47
0010031772 | Elbow, for non-return valve | 94.99
0010031773 | Elbow, for non-return valve | 94.99
0010031777 | Conversion kit, D=2.05 (LL-Gas) | 11.47
0010031778 | Conversion kit, D= 1.70 (2H, 2E) | 14.52
0010031779 | Injector, pilot burner D=2x0.32 | 3.05
0010031798 | Conversion kit, D=1.70 (2H, 2E) | 13.71
0010031799 | Injector, pilot burner D=2x0,32 | 3.05
0010031800 | Grommet, (x3) | 6.07
0010031801 | Cable, (0,27 m) | 47.22
0010031803 | Retainer | 26.19
0010031804 | Cable | 29.04
0010031805 | Retainer | 8.41
0010031806 | Plug connector | 9.16
0010031825 | Clip | 2.68
0010031826 | Retainer | 7.63
0010031830 | Front panel | 29.04
0010031833 | Cover | 3.05
0010031880 | Tube | 55.09
0010031916 | Sensor, coil temperature | 8.41
0010031917 | Maintenance kit, basis | 803.34
0010031928 | Heat exchanger, (tin coated) | 360.96
0010031929 | Heat exchanger, (tin coated) | 419.31
0010031930 | Heat exchanger, (tin coated) | 360.96
0010031931 | Heat exchanger, (tin coated) | 392.17
0010032020 | T-connector | 23.2
0010032021 | Threaded elbow joint | 23.2
0010032022 | Adapter, siphon | 23.2
0010032024 | Display | 153.34
0010032025 | Display | 153.34
0010032026 | Display | 153.34
0010032027 | Display | 153.34
0010032028 | Display | 26.19
0010032029 | Knob | 12.99
0010032030 | Control panel | 15.33
0010032031 | Display | 21.44
0010032032 | Control panel | 15.33
0010032033 | Knob | 10.72
0010032054 | Flow restrictor | 2.31
0010032056 | Flow restrictor | 2.31
0010032057 | Cable harness | 5.36
0010032065 | Retainer, Air inlet duct | 8.41
0010032072 | Plug | 3.87
0010032073 | Lower section of the pump | 77.35
0010032075 | Drain point | 10.72
0010032076 | Tube | 16.69
0010032077 | Gas pipe | 55.09
0010032078 | Gas pipe | 35.42
0010032082 | PCB | 223.91
0010032083 | PCB | 238.83
0010032084 | PCB | 253.76
0010032089 | Expansion relief valve, T&P | 115.35
0010032090 | Gas governor | 82.78
0010032091 | Conversion kit to G20 | 188.62
0010032752 | Cable | 10.72
0010032753 | Cable | 10.72
0010032754 | Cable | 11.47
0010032755 | Cable | 12.21
0010032756 | Cable | 11.47
0010032757 | Cable | 11.47
0010032758 | Cable | 9.16
0010032759 | Cable | 10.72
0010032760 | Cable | 10.72
0010032761 | Cable | 9.16
0010032762 | Cable | 12.21
0010032763 | Cable | 9.94
0010032764 | Cable | 12.21
0010032765 | Cable | 9.94
0010032766 | Cable | 11.47
0010032767 | Cable | 16.69
0010032768 | Cable | 15.33
0010032770 | Cable | 19.54
0010032771 | Cable | 18.18
0010032772 | Cable | 19.54
0010032773 | Cable | 12.99
0010032774 | Cable | 16.69
0010032777 | Cable | 10.72
0010032778 | Cable | 12.21
0010032779 | Cable | 12.21
0010032780 | Cable | 11.47
0010032781 | Cable | 18.18
0010032782 | Cable | 19.54
0010033311 | PCB | 153.34
0010033312 | PCB | 153.34
0010033313 | Gas valve assembly | 188.62
0010033417 | Flue gas restrictor | 8.41
0010033443 | Foot, (x3) | 38.54
0010033444 | Clip | 10.72
0010033445 | Connection, for insulated pipe D160 | 21.44
0010033527 | Compressor | 724.64
0010033528 | Compressor | 877.98
0010033530 | Condenser | 803.34
0010033531 | Condenser | 841.34
0010033532 | Condenser | 956.69
0010033533 | Expansion valve | 108.56
0010033534 | Expansion valve | 44.24
0010033535 | Expansion valve | 50.48
0010033536 | Coil | 35.42
0010033537 | Valve | 115.35
0010033538 | Valve | 69.21
0010033539 | Pressure switch | 55.09
0010033540 | Temperature limiter | 44.24
0010033541 | Temperature limiter | 47.22
0010033542 | Sensor | 77.35
0010033543 | Sensor | 77.35
0010033544 | Noise insulation, kit | 44.24
0010033545 | Noise insulation, kit | 64.32
0010033546 | Refrigerant buffer | 90.92
0010033547 | Refrigerant buffer | 90.92
0010033548 | Fastening kit, compressor | 55.09
0010033549 | Tube | 175.05
0010033550 | Tube | 188.62
0010033551 | Tube | 122.13
0010033552 | Tube | 122.13
0010033553 | Tube | 35.42
0010033554 | Tube | 26.19
0010033555 | Tube | 19.54
0010033556 | Tube | 19.54
0010033557 | Tube | 19.54
0010033558 | Tube | 26.19
0010033559 | Resistor, compressor | 44.24
0010033560 | Vibration damper | 9.16
0010033561 | Counterweight | 13.71
0010033562 | Cover | 31.75
0010033563 | Cover | 29.04
0010033564 | Counterweight | 13.71
0010033565 | Nut, (10x) | 9.16
0010033566 | Nut, (10x) | 6.07
0010033567 | Screw, (10x) | 16.69
0010033568 | Nut, (10x) | 3.87
0010033569 | Valve | 7.63
0010033607 | Compressor | 1031.32
0010033608 | Compressor | 1338
0010033614 | Expansion valve | 47.22
0010033618 | Valve | 69.21
0010033624 | Noise insulation, kit | 55.09
0010033625 | Noise insulation, kit | 82.78
0010033628 | Fastening kit, compressor | 55.09
0010033633 | Tube | 12.99
0010033639 | Resistor, compressor | 31.75
0010033640 | Vibration damper | 9.16
0010033641 | Counterweight | 12.99
0010033644 | Counterweight | 12.99
0010033648 | Nut, (10x) | 3.87
0010033689 | Compressor | 1338
0010033690 | Condenser | 689.36
0010033691 | Condenser | 841.34
0010033692 | Condenser | 956.69
0010033696 | Coil | 35.42
0010033699 | Pressure switch | 55.09
0010033700 | Temperature limiter | 50.48
0010033701 | Temperature limiter | 50.48
0010033702 | Sensor | 77.35
0010033703 | Sensor | 77.35
0010033706 | Refrigerant buffer | 90.92
0010033707 | Refrigerant buffer | 90.92
0010033709 | Tube | 175.05
0010033710 | Tube | 153.34
0010033711 | Tube | 122.13
0010033712 | Tube | 122.13
0010033713 | Tube | 35.42
0010033714 | Tube | 23.2
0010033715 | Tube | 19.54
0010033716 | Tube | 19.54
0010033717 | Tube | 18.18
0010033718 | Tube | 23.2
0010033722 | Cover | 31.75
0010033725 | Nut, (10x) | 8.41
0010033726 | Nut, (10x) | 6.07
0010033727 | Screw, (10x) | 21.44
0010033771 | PCB | 253.76
0010033772 | PCB | 223.91
0010033773 | PCB | 253.76
0010033774 | PCB | 223.91
0010033797 | Noise insulation, side panel | 12.99
0010033800 | Noise insulation, side panel | 11.47
0010033801 | PCB, P4 TR | 153.34
0010033802 | Cable harness, 4 poles | 12.21
0010033803 | Flue gas restrictor | 6.07
0010033804 | Automatic air vent | 16.69
0010033805 | Automatic air vent | 16.69
0010033854 | Gas valve assembly,(-30Pa) | 175.05
0010033855 | Air inlet duct | 44.24
0010033856 | Cable harness | 13.71
0010033857 | Automatic air vent | 21.44
0010033858 | Flow limiter | 11.47
0010033859 | Electronics box | 47.22
0010033860 | Front panel | 29.04
0010033861 | Side panel | 9.16
0010033862 | Fan, with combustion chamber cover | 253.76
0010033867 | Heat exchanger | 238.83
0010033868 | Heat exchanger | 325.68
0010033869 | Overheat thermostat | 8.41
0010033870 | Heat exchanger | 238.83
0010033871 | Heat exchanger | 325.68
0010033872 | Overheat thermostat | 8.41
0010034038 | Throttle jet, 2 x 3.75 | 4.58
0010034041 | Cap, motor protection (x5) | 4.58
0010034042 | Protection plate | 3.87
0010034043 | Cover | 3.05
0010034044 | Clip, (x2) | 1.9
0010034078 | Fan | 77.35
0010034079 | Fan | 77.35
0010034080 | Burner | 108.56
0010034081 | Fan | 77.35
0010034082 | Burner | 101.78
0010034168 | Fan | 64.32
0010034177 | Manifold | 38.54
0010034178 | Manifold | 47.22
0010034179 | Manifold | 55.09
0010034180 | Flue gas restrictor | 8.41
0010034181 | Flue gas restrictor | 6.07
0010034182 | Gas valve | 108.56
0010034183 | Flue gas collector | 47.22
0010034219 | Filter, air filter | 5.36
0010034247 | PCB | 115.35
0010034248 | PCB | 122.13
0010034249 | PCB | 115.35
0010034250 | PCB | 115.35
0010034251 | Condensate drain | 145.2
0010034252 | Condensate drain | 115.35
0010034253 | Tangential fan | 101.78
0010034254 | Tangential fan | 108.56
0010034255 | Tangential fan | 115.35
0010034256 | Tangential fan | 360.96
0010034257 | Electrode (ignition) | 153.34
0010034258 | Electrode (ionisation) | 268.69
0010034259 | Adapter | 572.65
0010034260 | Sight glass | 101.78
0010034261 | Sensor | 283.61
0010034262 | Sensor | 160.13
0010034263 | Safety switch | 202.19
0010034264 | Drain point | 69.21
0010034265 | Siphon | 223.91
0010034266 | Gasket | 724.64
0010034267 | Gasket | 917.33
0010034268 | Foot, wheel kit | 607.94
0010034269 | Automatic air vent | 77.35
0010034270 | Transformer | 153.34
0010034271 | O-ring, (x2) | 64.32
0010034272 | Burner | 2152.2
0010034273 | Burner | 3678.83
0010034274 | Burner | 4649.08
0010034275 | Burner flange | 1764.1
0010034276 | Pressure switch | 175.05
0010034277 | Flange | 1298.65
0010034278 | Fan | 4563.59
0010034279 | Mixing valve | 2135.92
0010034280 | Gas valve assembly | 1766.81
0010034281 | Pressure sensor | 650
0010034282 | Flexible hose | 101.78
0010034283 | Side panel | 253.76
0010034284 | Side panel | 283.61
0010034285 | Front panel | 419.31
0010034286 | Front panel | 449.17
0010034287 | Side panel | 544.16
0010034288 | Back panel | 360.96
0010034289 | Cover | 480.38
0010034290 | Back panel | 297.18
0010034291 | Cover | 514.3
0010034292 | Cover | 544.16
0010034293 | Relay | 841.34
0010034296 | Filter | 1260.65
0010034297 | Filter | 1624.33
0010034298 | PCB | 514.3
0010034299 | PCB | 268.69
0010034300 | Electronics box | 392.17
0010034301 | Hinge | 59.44
0010034302 | Relay | 724.64
0010034303 | Gasket | 253.76
0010034304 | Gasket | 55.09
0010034305 | Gas valve assembly | 2718.07
0010034306 | Flexible hose | 145.2
0010034307 | Fan | 8602.02
0010034308 | Mixing valve | 2576.94
0010034309 | Mixing valve | 1823.81
0010034310 | Casing panels | 1492.7
0010034311 | Casing panels | 1586.33
0010034312 | Filter | 90.92
0010034327 | Tangential fan | 419.31
0010034328 | Tangential fan | 419.31
0010034329 | Tangential fan | 419.31
0010034330 | Pump | 77.35
0010034331 | Pump | 77.35
0010034332 | Pump | 101.78
0010034333 | Float | 18.18
0010034334 | Electric motor | 188.62
0010034335 | Electric motor | 175.05
0010034336 | Electric motor | 238.83
0010034337 | Float | 12.99
0010034338 | Sensor | 6.07
0010034339 | Sensor | 8.41
0010034340 | PCB | 41.25
0010034341 | PCB, filter board | 23.2
0010034342 | Filter | 23.2
0010034343 | Filter | 31.75
0010034344 | Filter | 15.33
0010034345 | Filter | 21.44
0010034346 | PCB, filter board | 19.54
0010034347 | Tube | 115.35
0010034348 | Tube | 175.05
0010034350 | Pump | 268.69
0010034351 | Pump | 268.69
0010034353 | Pump | 325.68
0010034356 | Tube | 82.78
0010034357 | Tube | 108.56
0010034359 | Tube | 101.78
0010034361 | Tube | 86.85
0010034362 | Tube | 115.35
0010034365 | Tube | 175.05
0010034366 | Tube | 253.76
0010034370 | Shaft, rocker arm | 175.05
0010034371 | Lever, rocker arm set | 145.2
0010034372 | Spring, (x4) | 38.54
0010034373 | Pin, push rod | 77.35
0010034374 | Pin, hydraulic tappet | 480.38
0010034376 | Connector (hydraulic) | 21.44
0010034383 | Flat sealing ring, (x10) | 2.68
0010034385 | Screw, (x10) | 2.31
0010034387 | Nut, (x10) | 2.31
0010034388 | Nut, (x10) | 2.31
0010034390 | Tube | 29.04
0010034391 | Tube | 26.19
0010034393 | Tube | 55.09
0010034394 | Tube | 55.09
0010034396 | Tube | 59.44
0010034397 | Tube | 44.24
0010034399 | Tube | 31.75
0010034400 | Tube | 29.04
0010034402 | Nut, (x10) | 12.99
0010034403 | Nut, (x10) | 12.21
0010034405 | Cable harness, 24V | 50.48
0010034406 | Cable harness, 24V | 47.22
0010034409 | Cable harness, 230V | 55.09
0010034410 | Cable harness, 230V | 55.09
0010034415 | Plug connector, set | 13.71
0010034416 | Plug connector, set | 12.99
0010034418 | Temperature limiter | 101.78
0010034419 | Temperature limiter | 108.56
0010034421 | Vibration damper | 8.41
0010034424 | Heating element, condensate drain 230 V | 101.78
0010034425 | Heating element, condensate drain 230 V | 130.27
0010034427 | Cable harness, 230V | 35.42
0010034428 | Cable harness, 230V | 35.42
0010034429 | Cable harness, 24V | 77.35
0010034430 | Cable harness, 24V | 77.35
0010034431 | Tube | 101.78
0010034432 | Tube | 101.78
0010034433 | Tube | 29.04
0010034434 | Tube | 29.04
0010034435 | Tube | 86.85
0010034436 | Tube | 82.78
0010034438 | Tube | 82.78
0010034439 | Tube | 35.42
0010034440 | Tube | 47.22
0010034441 | Tube | 29.04
0010034442 | Tube | 29.04
0010034443 | Cable, 400V | 26.19
0010034444 | Name badge | 1.53
0010034446 | Retainer, pump | 11.47
0010034447 | Retainer, pump | 11.47
0010034448 | Retainer, pump | 10.72
0010034450 | Retainer | 26.19
0010034451 | Retainer | 26.19
0010034453 | Inverter | 689.36
0010034454 | Inverter | 1184.66
0010034456 | Inverter | 993.32
0010034457 | Inverter | 1675.9
0010034459 | Inverter | 1184.66
0010034460 | Inverter | 1827.88
0010034461 | Cable harness, inverter compressor | 59.44
0010034462 | Cable harness, inverter compressor | 59.44
0010034464 | Cable harness, inverter compressor | 77.35
0010034465 | Cable harness, inverter compressor | 90.92
0010034467 | Cable harness, inverter compressor | 101.78
0010034468 | Cable harness, inverter compressor | 130.27
0010034470 | Cable | 4.58
0010034471 | Cable | 4.58
0010034484 | Cable harness, 230V | 175.05
0010034486 | Cable harness, 230V | 175.05
0010034487 | Cable harness, 230V | 188.62
0010034489 | Cable harness, 230V | 188.62
0010034490 | Cable harness, 400V | 202.19
0010034491 | Cable harness, 400V | 297.18
0010034492 | Cable harness, 230V | 202.19
0010034494 | Cable harness, 230V | 202.19
0010034495 | Fan | 544.16
0010034496 | Fan | 392.17
0010034497 | PCB | 153.34
0010034498 | Receiver | 16.69
0010034499 | Deflector | 3.05
0010034500 | Casing panels, front | 50.48
0010034501 | Filter | 9.16
0010034502 | Casing panels, front | 50.48
0010034503 | Deflector | 5.36
0010034504 | Bridge | 2.31
0010034505 | Bridge | 2.31
0010034506 | Bridge | 2.31
0010034507 | Bridge | 2.31
0010034511 | Sensor | 6.07
0010034512 | Sensor | 3.87
0010034513 | Filter | 3.87
0010034559 | Grille, front | 38.54
0010034560 | Axial fan | 35.42
0010034561 | Cover, top | 35.42
0010034562 | Cover, top | 59.44
0010034563 | Compressor | 268.69
0010034564 | Compressor | 360.96
0010034565 | Compressor | 449.17
0010034566 | Compressor | 572.65
0010034567 | Compressor | 572.65
0010034568 | Casing panels, left side | 38.54
0010034569 | Service valve, 5/8 | 35.42
0010034570 | Service valve, 5/8 | 29.04
0010034571 | PCB | 419.31
0010034572 | PCB | 392.17
0010034573 | PCB, inverter module | 419.31
0010034574 | PCB | 153.34
0010034575 | PCB, inverter module | 607.94
0010034576 | PCB, inverter module | 689.36
0010034577 | Casing panels, front, right | 82.78
0010034578 | Sensor | 8.41
0010034579 | Expansion valve | 26.19
0010034580 | Expansion valve | 26.19
0010034581 | Expansion valve | 50.48
0010034582 | Expansion valve | 64.32
0010034583 | Handle | 3.87
0010034584 | Handle | 7.63
0010034585 | Handle | 6.89
0010034586 | Electric motor | 253.76
0010034587 | Thermosat, klixon | 31.75
0010034588 | Switch, high pressure | 10.72
0010034589 | Casing panels, front, left | 38.54
0010034590 | PCB, filter board | 122.13
0010034591 | PCB, filter board | 283.61
0010034592 | PCB, filter board | 223.91
0010034593 | Coil, inductor | 15.33
0010034594 | Resistor, compressor | 9.94
0010034595 | Valve cover | 0.81
0010034596 | Elbow | 0.81
0010034624 | Casing panels, front | 77.35
0010034625 | Casing panels, front | 86.85
0010034626 | Casing panels, front, right | 26.19
0010034635 | Flue gas restrictor | 4.58
0010034636 | Flue gas restrictor | 12.99
0010034637 | Flue gas restrictor | 9.16
0010034643 | Flue gas restrictor | 12.99
0010034644 | Flue gas restrictor | 9.16
0010034649 | Grille, front | 11.47
0010034650 | Grille, front | 29.04
0010034651 | Remote control, pad | 137.06
0010034652 | 4-port diverter valve | 50.48
0010034653 | 4-port diverter valve | 59.44
0010034654 | Sensor | 19.54
0010034655 | Sensor | 19.54
0010034656 | Coil, expansion valve | 29.04
0010034657 | Coil, inductor | 86.85
0010034658 | Coil, reactance | 137.06
0010034659 | Coil, inductor PFC | 13.71
0010034660 | Coil, reactance | 31.75
0010034661 | Elbow | 0.81
0010034755 | Overheat thermostat | 4.58
0010034756 | Overheat thermostat | 4.58
0010034866 | Screw, (x10) | 7.63
0010034924 | Cable harness | 26.19
0010034925 | Cable harness | 26.19
0010034927 | Cable harness, pump | 26.19
0010034928 | Cable harness, pump | 26.19
0010034930 | Cable harness, 24V | 130.27
0010034931 | Cable harness, 24V | 160.13
0010034933 | Cable harness, 24V | 115.35
0010034934 | Cable harness, 24V | 202.19
0010034936 | Cable harness, 24V | 130.27
0010034937 | Cable harness, 24V | 175.05
0010034964 | Electrical mains filter, ferrite | 8.41
0010034965 | Electrical mains filter, ferrite | 8.41
0010034966 | Bolt, (x2) | 2.68
0010034967 | Electrical mains filter, ferrite | 9.16
0010034968 | Electrical mains filter, ferrite | 8.41
0010034970 | Cable, ground wire | 14.52
0010034971 | Cable, ground wire | 13.71
0010034973 | Bolt, (x2) | 2.31
0010034975 | Clip, (x5) | 2.31
0010034976 | Clip, (x5) | 2.31
0010035020 | Noise insulation | 77.35
0010035023 | Spacer | 3.87
0010035063 | Clip | 7.63
0010035064 | Grommet, Gasket | 12.99
0010035065 | Grommet, Gasket | 12.99
0010035141 | Conversion kit to G20 | 130.27
0010035142 | Conversion kit to G20 | 145.2
0010035143 | Conversion kit to G31 | 137.06
0010035144 | Conversion kit to G31 | 137.06
0010035145 | Conversion kit to G25.3 | 130.27
0010035146 | Manifold | 137.06
0010035147 | Overheat thermostat | 5.36
0010035148 | Cable | 29.04
0010035149 | Cable harness | 41.25
0010035150 | Cable harness | 41.25
0010035246 | Burner | 108.56
0010035249 | Heat exchanger | 360.96
0010035250 | Heat exchanger | 419.31
0010035251 | Heat exchanger | 360.96
0010035252 | Heat exchanger | 419.31
0010035273 | O-ring, (x10) | 7.63
0010035381 | Plug, coding | 5.36
0010035382 | Plug, coding | 4.58
0010035383 | Plug, coding | 5.36
0010035384 | Plug, coding | 5.36
0010035385 | Plug, coding | 5.36
0010035386 | Plug, coding | 5.36
0010035387 | Plug, coding | 5.36
0010035388 | Plug, coding | 5.36
0010035389 | Plug, coding | 5.36
0010035390 | Plug, coding | 5.36
0010035391 | Plug, coding | 5.36
0010035392 | Plug, coding | 5.36
0010035509 | Cover | 86.85
0010035511 | Cover | 86.85
0010035631 | Plug, D10 | 3.87
0010035633 | Venturi, D15 | 13.71
0010035655 | Electronics, attenuation set | 238.83
0010035686 | PCB | 137.06
0010035687 | PCB | 137.06
0010035688 | Burner | 82.78
0010035689 | Burner | 82.78
0010035690 | Burner | 94.99
0010035691 | Burner | 94.99
0010035692 | Burner | 94.99
0010035693 | Burner | 82.78
0010035694 | Burner | 94.99
0010035695 | Burner | 94.99
0010035696 | Burner | 82.78
0010035697 | Burner | 82.78
0010035698 | Burner | 94.99
0010035699 | Burner | 94.99
0010035700 | Burner | 94.99
0010035701 | Conversion kit to G31 | 64.32
0010035703 | Conversion kit to G31 | 122.13
0010035705 | Conversion kit to G31 | 90.92
0010035707 | Conversion kit to G31 | 64.32
0010035709 | Conversion kit to G31 | 122.13
0010035711 | Conversion kit to G31 | 90.92
0010035713 | Manifold | 41.25
0010035714 | Manifold | 41.25
0010035715 | Manifold | 55.09
0010035716 | Manifold | 55.09
0010035717 | Manifold | 55.09
0010035718 | Manifold | 41.25
0010035719 | Manifold | 41.25
0010035720 | Manifold | 55.09
0010035721 | Manifold | 55.09
0010035722 | Manifold | 55.09
0010035723 | Manifold | 55.09
0010035724 | Gas valve assembly | 101.78
0010035725 | Gas valve assembly | 94.99
0010035803 | Manifold | 55.09
0010035831 | Flue gas restrictor | 9.16
0010035832 | Flue gas restrictor | 7.63
0010035833 | Flue gas restrictor | 9.16
0010035834 | Flue gas restrictor | 7.63
0020001401 | Motor, fan | 47.22
0020002243 | Printed circuit board | 223.91
0020002250 | Sensor temperature | 31.75
0020003397 | CJTO. MOTOR VENTILADOR + CONDENS. | 253.76
0020003526 | Compressor | 449.17
0020004885 | Bracket (kit) | 55.09
0020005961 | Cylinder tank | 188.62
0020006028 | Tube, cold water | 29.04
0020006029 | Tube hot water | 26.19
0020006030 | Boiler,tube kit | 188.62
0020006031 | Boiler,tube kit | 175.05
0020006032 | Heating body | 26.19
0020006033 | Temperature sensitive element | 18.18
0020006035 | Gas governor | 86.85
0020006202 | Cable | 7.63
0020006749 | Tube | 14.52
0020006750 | Tube | 55.09
0020006753 | Connection with test point | 15.33
0020006754 | Tube with test point | 26.19
0020006765 | Immersion heater, 3 kW | 188.62
0020006812 | Flow limiter, 5l/min, (x10) | 23.2
0020006813 | Flow limiter, 10l/min, (x10) | 23.2
0020006814 | Flow limiter, 14l/min, (x10) | 26.19
0020006815 | Flow limiter, 16l/min, (x10) | 38.54
0020006866 | Venturi | 4.58
0020006867 | Water deficiency valve | 15.33
0020006868 | Water deficiency valve | 15.33
0020006869 | Water deficiency valve | 15.33
0020007236 | Warm water connection tube | 26.19
0020008161 | Casing | 77.35
0020008162 | Covering plate | 11.41
0020008163 | Knob | 9.5
0020008164 | Knob | 9.5
0020008165 | Plug | 6.07
0020008166 | Heat exchanger | 160.13
0020008167 | Sealing ring, (x10) | 3.05
0020008168 | Burner chamber group | 44.24
0020008169 | Guide plate | 35.42
0020008170 | Spring clamp, (x10) | 7.63
0020008171 | Gas filter | 4.58
0020008172 | Distance piece | 3.87
0020008173 | Water filter | 4.58
0020008177 | Burner nozzle, kit of 12 | 11.47
0020008178 | pilot burner nozzle (D= 0.19 mm) kit | 44.24
0020008179 | pilot burner nozzle (D= 0.32 mm kit | 23.2
0020008180 | pilot burner nozzle (D= 0.38 mm) kit | 26.19
0020008181 | Thermocouple | 29.04
0020008182 | Thermocouple | 31.75
0020008183 | Thermocouple | 12.99
0020008184 | Screw, (x10) | 4.58
0020008203 | Foil | 9.16
0020008204 | Foil | 13.71
0020008205 | Connection tube | 23.2
0020008206 | Connection tube | 31.75
0020008207 | Connection piece | 10.72
0020008208 | Tube | 16.69
0020008209 | Connection tube | 35.42
0020008210 | Printed circuit | 202.19
0020008211 | Harness | 13.71
0020008928 | Flange (heat pump) for VWZ LAF 300 | 449.17
0020008929 | flexible pipe for VWZ LAF 300 | 360.96
0020008930 | Flange (wall) for VWZ LAF 300 | 763.99
0020009756 | Limiter ( 8l/min ) | 1.9
0020009863 | Installation kit exp. vessel | 16.69
0020009864 | Pressure reduction valve | 69.21
0020009865 | Pressure relief valve | 23.2
0020009866 | Temperature&pressure relief valve | 69.21
0020009867 | Tundish | 29.04
0020009868 | Immersion heater control | 175.05
0020009869 | Cylinder control | 160.13
0020009870 | Valve, 2-port motorised | 188.62
0020009871 | Immersion heater | 108.56
0020009872 | Valve, drain cock | 9.94
0020010128 | Cover, with logo | 10.72
0020010152 | Pressure reduction valve | 69.21
0020010153 | Pressure relief valve | 23.2
0020010154 | Temperature+pressure relief valve | 69.21
0020010155 | Tundish | 26.19
0020010156 | Immersion heater control | 160.13
0020010157 | Cylinder control | 160.13
0020010158 | Motorised 2-port-valve | 175.05
0020010159 | Immersion heater | 108.56
0020010290 | Pipe | 12.21
0020010291 | Service cock | 31.75
0020010292 | Handle, (x2) | 4.77
0020010293 | Flexible tube | 12.21
0020010294 | Valve | 23.2
0020010295 | Valve | 26.19
0020010296 | Service cock | 26.19
0020010297 | Tube, pressure relief valve (copper) | 15.33
0020010298 | Sealing ring, (x10) | 12.99
0020010307 | Water deficiency valve | 9.94
0020010308 | Water deficiency valve | 9.94
0020010309 | Gas section | 101.78
0020010433 | Filter air with support | 19.54
0020010441 | RIGHT HANDLE | 5.36
0020010448 | FAN | 94.99
0020010473 | Rear grille | 44.24
0020010508 | LIQUID SERVICE VALVE | 47.22
0020010510 | COIL SENSOR | 44.24
0020010513 | Sensor | 44.24
0020010517 | LEDS INDICATOR PANEL | 23.2
0020010519 | COIL | 223.91
0020010523 | Printed circuit board | 160.13
0020010525 | Filter air cleaning | 38.54
0020010527 | Guide plate (deflector) kit of 2 | 44.24
0020010528 | Motor stepping motor | 77.35
0020010529 | Motor fan | 130.27
0020010531 | Ionizer | 59.44
0020010535 | Receiver | 19.54
0020010561 | Capacitor compressor | 35.42
0020010563 | Capacitor compressor | 44.24
0020010564 | Capacitor, fan | 50.48
0020010565 | Capacitor, fan | 69.21
0020010568 | Motor fan | 130.27
0020010609 | Fan propeller | 23.2
0020010617 | Sensor, pipe | 55.09
0020010625 | Motor fan | 202.19
0020010632 | TOP COVER | 41.25
0020010638 | Bearing fan | 26.19
0020010641 | Conversion set | 9.94
0020010642 | Conversion set | 1.9
0020010672 | Hinge, right + left | 3.33
0020010702 | Gas section | 223.91
0020010717 | Anode, G1x26x517 | 23.2
0020010718 | Anode, G1x26x642 | 26.19
0020010719 | Anode, G1x26x792 | 29.04
0020010721 | Tube (L=597 mm, D=18 mm) | 3.87
0020010723 | Tube (L=850 mm, D=18 mm) | 3.87
0020010724 | Tube (L=1100 mm, D=18 mm) | 5.36
0020010725 | Angle | 21.44
0020010866 | Insulation, heat exchanger, 10 mm | 35.42
0020010867 | Burner flange, with elbow | 108.56
0020010868 | Adaptor piece (gas valve) | 12.21
0020010970 | Injector, 1.77, (x14) | 16.69
0020010971 | sensor (TTB) | 21.44
0020010972 | Gas section | 188.62
0020010973 | Gas section | 223.91
0020010974 | Gas section | 223.91
0020010975 | Gas section | 188.62
0020011002 | Gas conversion set GZ41 | 108.56
0020011003 | Gas conversion set BT GZ41 | 108.56
0020011004 | Umstellsatz G20 -> GAX | 101.78
0020011026 | Remote control | 153.34
0020011029 | Reactance coil | 64.32
0020011036 | Condensate drain with lamellas | 77.35
0020011037 | Printed circuit board | 202.19
0020011043 | TOP COVER | 47.22
0020011047 | RIGHT HANDLE | 47.22
0020011048 | UNIT S BASE | 50.48
0020011050 | Sensor temperature | 5.36
0020011052 | Printed circuit board capacitors | 283.61
0020011053 | Motor fan | 130.27
0020011054 | Motor, fan | 175.05
0020011055 | Fan propeller | 77.35
0020011056 | Compressor | 419.31
0020011057 | Compressor | 544.16
0020011058 | COIL | 297.18
0020011062 | Valve gas service | 26.19
0020011065 | Printed circuit board main | 283.61
0020011066 | Printed circuit board, main | 137.06
0020011067 | Printed circuit board | 253.76
0020011079 | Remote control | 59.44
0020011082 | Motor, fan | 69.21
0020011087 | Transformer | 31.75
0020011095 | Motor, fan | 94.99
0020011096 | Motor, fan | 31.75
0020011118 | Motor fan | 153.34
0020011128 | Printed circuit board | 283.61
0020011130 | Guide plate, deflector, (x2) | 21.44
0020011153 | FRONT GRILLE | 47.22
0020011156 | FRONT PANEL | 55.09
0020011157 | FRONT GRILLE | 55.09
0020011158 | TOP COVER | 55.09
0020011160 | LEFT PANEL | 55.09
0020011195 | Remote control | 153.34
0020011198 | Sensor room temperature | 44.24
0020011202 | Printed circuit board | 283.61
0020011218 | Sensor interior coil | 44.24
0020011220 | CIRCULAR INNER COVER | 47.22
0020011233 | Sensor room temperature | 55.09
0020011252 | Printed circuit board main | 268.69
0020011254 | Relay | 101.78
0020011258 | RIGHT HANDLE | 47.22
0020011263 | Printed circuit board + receiver | 160.13
0020011292 | DISCHARGE SENSOR | 35.42
0020011299 | Fan propeller | 77.35
0020011311 | Printed circuit board | 253.76
0020011322 | FRONT PANEL | 50.48
0020011337 | Motor Fan | 175.05
0020011346 | Filter, air | 15.33
0020011351 | VENTILATORE TANGENZIALE | 23.2
0020011367 | Sensor, temperature external | 38.54
0020011371 | Compressor | 419.31
0020011374 | Printed circuit board | 297.18
0020011375 | Electronics, inverter module | 360.96
0020011380 | Valve, gas | 31.75
0020011383 | Fins, (x10) | 5.36
0020011388 | Fan, tangential | 6.07
0020011389 | Bearing, fan | 19.54
0020011392 | FRONT RIGHT COVER | 59.44
0020011399 | MOTORE VENTILATORE | 202.19
0020011401 | Valve, liquid | 44.24
0020011402 | Service Valve 3/8 | 35.42
0020011403 | VALVOLA 4 VIE | 69.21
0020011404 | PCB | 283.61
0020011405 | TRASFORMATORE | 69.21
0020011409 | Coil, electronic expansion valve | 108.56
0020011410 | Electronics, choke coil (R1815) | 130.27
0020011411 | Control, R2503 | 82.78
0020011412 | Control, R1325 | 130.27
0020011423 | Remote control | 175.05
0020011428 | Receiver | 35.42
0020011430 | Waste pipe | 26.19
0020011458 | Valve, gas service | 26.19
0020011460 | Valve, 4-way | 82.78
0020011463 | Valve, gas service | 26.19
0020011464 | Valve, 4-way | 69.21
0020011471 | MOTORE VENTILATORE | 202.19
0020011479 | Valve, liquid | 38.54
0020011481 | Printed circuit board | 122.13
0020011498 | Drain pump | 94.99
0020011505 | CJTO. MANGUERA DESAGšE | 2.68
0020011511 | fan propeller | 86.85
0020011516 | Motor, air swing | 55.09
0020011517 | Float | 47.22
0020011520 | RELE | 47.22
0020011535 | PCB | 108.56
0020011541 | Motor, air swing | 115.35
0020011544 | REGLETA | 55.09
0020011553 | Fan | 137.06
0020011579 | TAPA FRONTAL DERECHA | 64.32
0020011589 | Fan propeller | 94.99
0020011590 | COMPRESSORE | 841.34
0020011595 | LLAVE SERVICIO GAS | 47.22
0020011605 | SOPORTE VENTILADOR | 64.32
0020011610 | CONDENSADOR COMPRESOR | 64.32
0020011616 | COMPRES.05'SDHE.1-085-105HKO | 877.98
0020011636 | Fan propeller | 202.19
0020011658 | PCB | 160.13
0020011669 | PCB | 35.42
0020011709 | COMPRESSOR | 392.17
0020011725 | Motor Air | 44.24
0020011742 | Printed circuit board | 108.56
0020011760 | Service valve | 26.19
0020011763 | Rear cover | 19.54
0020011771 | Fan propeller | 35.42
0020011772 | Right handle | 21.44
0020011785 | Fan propeller | 77.35
0020011791 | LEFT SIDE COVER | 50.48
0020011804 | Capacitor, compressor | 55.09
0020012034 | Conversion set | 9.16
0020012035 | Expansion vessel 12 ltr. | 108.56
0020012109 | Insulation for VPS 750 | 841.34
0020012123 | Pump (4m) | 137.06
0020012124 | Gas conversion set GZ50 -- GZ35 | 108.56
0020012125 | Gas conversion set G20 to G30/31 | 202.19
0020012126 | Compression fitting | 15.33
0020012202 | Gas converion set GZ50->GZ41 | 10.72
0020012513 | Cover | 101.78
0020012514 | Cable | 41.25
0020012515 | Air adjusting flap | 108.56
0020012516 | Air adjusting flap | 153.34
0020012517 | Ignition electrode | 35.42
0020012518 | Insulation | 29.04
0020012519 | Insulation | 41.25
0020012520 | Injector holding bar | 108.56
0020012521 | Air duct | 47.22
0020012522 | Fan (D 133 x 62) | 86.85
0020012523 | Adjusting ring | 77.35
0020012524 | Air adjusting flap | 153.34
0020012578 | Valve 4-way | 44.24
0020012582 | Relay | 188.62
0020012592 | TOP COVER | 47.22
0020012602 | Printed circuit board | 130.27
0020012604 | Valve liquid service | 38.54
0020012608 | COMPRESSOR | 392.17
0020012614 | FAN S SUPPORT | 38.54
0020012623 | Filter, air cleaning | 19.54
0020012641 | Printed circuit board + receiver | 188.62
0020012651 | Guide plate (deflector) | 19.54
0020012655 | TAPA SUPERIOR | 59.44
0020012768 | Compression fitting 3/4 x 22 | 9.16
0020012769 | Air protection basket APC | 153.34
0020012784 | Throttle jet 2 x 4.50 | 13.71
0020012845 | Cover | 64.32
0020012909 | Compression fitting | 26.19
0020013316 | Fastening set burner | 4.77
0020013317 | Expansion vessel | 108.56
0020013353 | VALVULA 1/2" | 50.48
0020013378 | Relay | 419.31
0020013482 | T-piece | 59.44
0020013483 | Connection tube | 59.44
0020013484 | Connection tube | 21.44
0020013611 | Burner support 25kW H | 69.21
0020013653 | Compression fitting (PK2) | 55.09
0020013711 | Siphon | 31.75
0020013712 | Float | 1.9
0020013960 | Gas tube | 29.04
0020013961 | Gas tube | 29.04
0020013962 | Gas tube | 31.75
0020013963 | Gas tube | 29.04
0020014010 | Fuse, 630mA, (x5) | 6.07
0020014022 | Gas section | 514.3
0020014069 | CONTACTOR A16-30-01 + PUENTE LY16 | 297.18
0020014159 | Filter D=20mm | 2.31
0020014160 | Sensor NTC (DHW outlet pipe) | 5.36
0020014161 | Automatic air vent | 19.54
0020014162 | Harness | 12.99
0020014163 | Pipe | 16.69
0020014164 | Retaining clip, wire, (x10) | 3.87
0020014165 | Screw, (x10) | 4.58
0020014166 | Gasket, type C, (x10) | 12.13
0020014167 | Support | 69.21
0020014168 | Valve | 77.35
0020014169 | Bypass | 12.21
0020014170 | Clip | 3.87
0020014171 | Pump | 153.34
0020014172 | Support | 2.31
0020014174 | Flow sensor (black) | 21.44
0020014175 | O-ring, (x10) | 3.87
0020014176 | Clip, (x10) | 5.36
0020014177 | O-ring, (x10) | 2.68
0020014178 | Filter | 5.36
0020014179 | Pipe | 11.47
0020014181 | Pipe | 10.72
0020014182 | Gasket, type C, (x10) | 8.41
0020014183 | O-ring, (x10) | 5.36
0020014185 | Clip, (x10) | 11.47
0020014186 | Nut, (x4) | 6.07
0020014187 | Cable bushing | 3.87
0020014188 | Screw, (x10) | 2.31
0020014189 | Screw, (x10) | 3.87
0020014191 | Connection piece (dummy 3-way valve) | 29.04
0020014192 | Gasket, red large | 2.31
0020014193 | Sealing ring, (x10) | 3.87
0020014194 | O-ring, (x10) | 3.05
0020014195 | O-ring, (x10) | 2.31
0020014196 | Limiter 8.7l/min | 4.58
0020014197 | Limiter 11.7l/min | 6.89
0020014198 | Limiter 13l/min | 4.58
0020014332 | Ring | 21.44
0020014333 | Fan | 514.3
0020014334 | Connection piece | 21.44
0020014335 | Gas tube | 15.33
0020014336 | Flue collector cap | 122.13
0020014337 | Air inlet duct | 94.99
0020014338 | Adapter (hose connection 60/50) | 6.07
0020014340 | Harness | 101.78
0020014402 | Heat exchanger dhw (16 plates) | 77.35
0020014403 | Heat exchanger dhw (20 plates) | 90.92
0020014404 | Harness | 9.16
0020014405 | Pipe | 23.2
0020014406 | Sealing ring, (x10) | 2.68
0020014407 | Connection piece | 19.54
0020014408 | Sensor NTC (DHW heat exchanger) | 6.07
0020014621 | Valve | 38.54
0020014622 | Bush | 29.04
0020014624 | Automatic de-aeration (pump) | 10.72
0020014634 | Front support | 5.36
0020014644 | Rear support | 2.68
0020014647 | Sealing ring, (x50) | 59.44
0020014651 | Diaphragm | 12.21
0020014659 | Washer (set 50 pc) | 11.47
0020014664 | Flow limiter, 12l/min, (x10) | 23.2
0020014665 | Clip, diam.15, (x10) | 6.07
0020014668 | Pressure slide bar | 9.16
0020014672 | O-ring, (x20) | 44.24
0020014673 | Screw | 19.54
0020014674 | Gasket | 16.69
0020014675 | Sealing ring, (x20) | 5.36
0020014678 | O-ring, (x10) | 3.87
0020014679 | Locating plate | 26.19
0020014681 | Washer | 175.05
0020014686 | Diaphragm | 6.89
0020014690 | Washer | 59.44
0020014691 | Flow limitor | 26.19
0020014695 | Washer | 31.75
0020014697 | Washer | 12.99
0020014698 | Flow limiter, (x10) | 69.21
0020014699 | Pipe bushing outlet | 18.18
0020014700 | Cable bushing | 5.36
0020014702 | Screw | 6.89
0020014706 | Screw | 4.58
0020014708 | Sealing ring, (x50) | 12.99
0020014712 | Diaphragm | 59.44
0020014714 | Rod pack + nuts | 29.04
0020014719 | Screw, (x25) | 3.87
0020014726 | Anode, G3/4x22x290, SW24 | 16.69
0020014730 | THERMISTOR | 26.19
0020014731 | Gas isolation valve | 31.75
0020014732 | Drain tap | 10.72
0020014734 | Right side panel | 50.48
0020014735 | Left side panel | 94.99
0020014736 | Panel | 38.54
0020014737 | Door | 77.35
0020014739 | Temperature sensor ECOSY 24E | 3.87
0020014740 | Water pressure switch ECOSY24E | 21.44
0020014741 | Domestic hot water sensor SD | 12.21
0020014742 | 3-way valve body ECOSY 24E | 94.99
0020014743 | High limit sinsor ECOSY24E | 4.58
0020014744 | Gas valve ECOSY 24E | 268.69
0020014747 | Flame sense electrode ECOSY24E | 21.44
0020014748 | FLAME DETECTION WIRING SD | 5.36
0020014749 | Pressure gauge ECOSY24E | 35.42
0020014751 | Pump | 223.91
0020014752 | Boiler | 993.32
0020014753 | AUTOMATIC AIR VENT ECOSY24E | 10.72
0020014754 | Printed Circuit Board ECOSY24E | 101.78
0020014755 | Thermostatic valve | 145.2
0020014756 | Valve | 4.58
0020014764 | Gasket | 38.54
0020014765 | Thermostat | 122.13
0020014766 | Harness | 7.63
0020014768 | Ignition box | 1031.32
0020014774 | Lid | 31.75
0020014775 | Flange | 55.09
0020014777 | Anode | 94.99
0020014779 | Thermostat | 175.05
0020014780 | Cable | 4.58
0020014781 | Panel | 31.75
0020014782 | Selector Summer/winter | 23.2
0020014784 | Burner injector G30 | 9.16
0020014785 | Gasket, (x10) | 41.25
0020014789 | Gas isolation valve | 23.2
0020014790 | 3-WAY VALVE CARTRIDGE | 108.56
0020014798 | Insulation | 38.54
0020014801 | Pump | 202.19
0020014803 | Pump block | 38.54
0020014804 | Display | 122.13
0020014805 | Overheat thermostat | 13.71
0020014808 | 3way valve harness | 9.16
0020014809 | Switch on/off | 13.71
0020014810 | Cold water tap | 31.75
0020014811 | Heating tap | 38.54
0020014812 | Tap | 31.75
0020014813 | Safety valve | 16.69
0020014814 | Safety valve | 18.18
0020014815 | Filling tap | 31.75
0020014821 | Fan | 223.91
0020014824 | Fan harnss | 26.19
0020014828 | Pump | 223.91
0020014842 | Burner (G20) | 419.31
0020014844 | Expansion vessel 8L. | 86.85
0020014846 | Insulatoin | 41.25
0020014847 | Insulation combustion chamber | 26.19
0020014848 | Pump - d.h.w. pump | 238.83
0020014849 | Non-return valve | 9.16
0020014851 | Conecction | 29.04
0020014852 | Panel | 59.44
0020014853 | FRONT PANEL 28 KBI | 153.34
0020014856 | Lower guard | 50.48
0020014859 | Hose | 29.04
0020014864 | Ignition electrode | 12.21
0020014868 | Sanitary block pump | 35.42
0020014871 | Hanging bracket (x3) | 50.48
0020014873 | Wiring harness | 108.56
0020014876 | Gas exit pipe | 7.63
0020014883 | Thermostat | 23.2
0020014886 | Button | 38.54
0020014901 | Gas valve GL | 360.96
0020014907 | Supply loom | 10.72
0020014921 | FRONT PANEL | 101.78
0020015093 | Diaphragm +slide bar | 29.04
0020015096 | Water valve cover | 41.25
0020015103 | Pilot gas pipe | 2.31
0020015115 | Knobs - control panel (3+3+1) | 26.19
0020015119 | Non return valve | 18.18
0020015120 | Burner support with nozzles G20 | 38.54
0020015121 | Wiring harness | 115.35
0020015122 | Wiring harness | 122.13
0020015126 | Diverter valve | 155.89
0020015128 | Temperature regulator cable | 5.36
0020015129 | O-ring, (x10) | 2.31
0020015130 | Clip, (x5) | 9.16
0020015132 | Expansion vessel pipe | 7.63
0020015134 | Gas valve, G20 (28kW) | 238.83
0020015135 | Socket | 50.48
0020015136 | Low pressure panel | 41.25
0020015137 | Straight adaptor-conn.3/4x3/4,steel | 6.89
0020015140 | Pipe | 55.09
0020015142 | Expansion vessel 8L | 360.96
0020015143 | Hose | 41.25
0020015146 | Return pipe 3WV/ Plate HE | 8.41
0020015147 | Expansion vessel Pipe | 7.63
0020015148 | Flow connection | 82.78
0020015149 | Domectic cold water connection | 41.25
0020015150 | By pass | 16.69
0020015151 | By pass pipe | 35.42
0020015156 | Burner injector 0,70 (x16) | 4.58
0020015157 | Burner injector 0,73 (x16) | 6.89
0020015159 | Burner injector G20 - 1,15 | 6.89
0020015160 | Burner injector 0,77 (x16) | 7.63
0020015445 | Cover plate | 69.21
0020015835 | Exalink Pack - H2Bus | 392.17
0020015836 | Exalink Mobile Pack - H2Bus | 724.64
0020015837 | Exalink Pack - EBus | 360.96
0020015838 | Exalink | 724.64
0020016404 | Cap | 2.31
0020016460 | Conversion kit of H | 360.96
0020016730 | REAR COVER | 82.78
0020016733 | Condensate drain with lamellas | 82.78
0020016734 | Casing electronic box | 35.42
0020016735 | INSTALLATION PLATE | 35.42
0020016738 | Filter air | 44.24
0020016739 | Guide plate colour ivory kit of 2 | 7.63
0020016740 | Motor air swing | 38.54
0020016741 | FRONT COVER | 82.78
0020016742 | Motor air swing (left-right) | 47.22
0020016744 | IONIZER | 64.32
0020016745 | Fan tangential | 59.44
0020016747 | DRAIN TUBE | 21.44
0020016751 | Handle right | 47.22
0020016755 | Motor, fan | 153.34
0020016760 | COIL | 297.18
0020016938 | Button | 4.58
0020016942 | Gasket | 3.05
0020016943 | Support | 15.33
0020016944 | Thermostat | 41.25
0020017100 | Cable (pressure sensor) | 11.47
0020017101 | Connection tube | 69.21
0020017104 | Connection tube | 31.75
0020017105 | Connection tube | 47.22
0020017271 | Pump S25/7,5-180 | 544.16
0020017310 | Burner support | 47.22
0020017311 | Orifice plate, kit | 12.21
0020017312 | Orifice plate, kit | 3.87
0020017357 | Printed circuit | 160.13
0020017358 | Low voltage harness | 47.22
0020017359 | OPENTHERM HARNESS F MASTER | 18.18
0020017360 | LOW VOLTAGE HARNESS SYSTEM | 41.25
0020017361 | Low voltage harness | 31.75
0020017365 | Harness low voltage Combi | 47.22
0020017367 | Harness low voltage System | 41.25
0020017368 | Low voltage harness F-AS28E | 26.19
0020017370 | Tube | 69.21
0020017371 | Tube | 86.85
0020017372 | Tube | 19.54
0020017373 | Tube | 94.99
0020017374 | Tube | 16.69
0020017375 | Tube | 12.21
0020017376 | Tube | 16.69
0020017385 | Water valve | 82.78
0020017386 | Venturi | 3.05
0020017592 | PCB SYMSI.7 | 175.05
0020017772 | Service cock left + right | 59.44
0020018064 | Non-return valve | 3.33
0020018066 | Tube | 10.48
0020018067 | Connection piece | 21.44
0020018068 | Connection piece | 29.04
0020018069 | Limiter 10.4l/min | 6.89
0020018070 | Harness | 26.19
0020018071 | Covering | 223.91
0020018074 | Automatic de-aerator | 41.25
0020018075 | Automatic de-aerator | 38.54
0020018138 | Fan proving switch | 47.22
0020018139 | Fan proving switch | 31.75
0020018140 | Pressure safeguard (incl. adaptor) | 94.99
0020018201 | Adapter (60/100) | 69.21
0020018315 | Conversion set | 8.41
0020018316 | Conversion set | 2.68
0020018317 | Elbow 87 degr. | 44.24
0020018318 | Clamp (100 x 30) | 16.69
0020018319 | Connection piece (terminal) | 35.42
0020018320 | Wall seal inside (102-165) | 16.69
0020018321 | Connection piece black | 86.85
0020018322 | Wall seal outside (DN100) | 19.54
0020018323 | Clamp (pipe support clip) black | 29.04
0020018324 | Grille | 15.33
0020018325 | Connection piece white | 86.85
0020018326 | Clamp (pipe support clip) white | 29.04
0020018327 | packing ring white (DN 80) | 15.33
0020018328 | clamp cpl. (125 x 55) | 47.22
0020018329 | Flue gas cap | 44.24
0020018330 | Gasket kit, Viton (DN 100) | 41.25
0020018331 | Connection piece, DN 100 | 94.99
0020018332 | Connection piece DN 100 | 41.25
0020018333 | Connection piece, DN 100 | 55.09
0020018334 | Adapter 80-100 mm | 41.25
0020018335 | Support (fastening cross) DN 100 | 59.44
0020018336 | Spacer, DN 100, (x1) | 29.04
0020018337 | Flue gas cap | 41.25
0020018338 | Support (fastening cross) DN 80 | 59.44
0020018362 | Clip | 1.53
0020018363 | Burner | 101.78
0020018364 | Limiter | 3.87
0020018365 | Pressure gauge | 7.63
0020018366 | Insulation, combustion chamber | 6.07
0020018367 | Pressure relief valve, 1/2 (3 bar) | 9.94
0020018368 | Bypass | 4.58
0020018369 | O-ring | 1.53
0020018370 | Sieve | 1.9
0020018371 | Automatic de-aerator, 3/8 | 26.19
0020018372 | O-ring | 2.68
0020018373 | Clip, (x10) | 6.89
0020018374 | Bolt | 2.31
0020018375 | O-ring | 0.81
0020018376 | Injector | 1.53
0020018377 | Injector, G30/31 30KW (Set 13) | 9.94
0020018378 | Insulation, combustion chamber | 5.36
0020018379 | Burner | 101.78
0020018380 | Burner | 101.78
0020018381 | Heat exchanger | 268.69
0020018382 | Electrode | 8.41
0020018383 | Filter | 1.9
0020018384 | Electrode | 4.58
0020018385 | Fan, 24kw with venturi | 77.35
0020018386 | Fan, 30kw with venturi | 82.78
0020018388 | Pressure safeguard | 90.92
0020018389 | Sensor | 9.94
0020018390 | Gasket | 2.68
0020018391 | Valves | 130.27
0020018392 | Connection | 26.19
0020018393 | Connection | 18.18
0020018394 | Insulation | 6.07
0020018395 | Insulation | 115.35
0020018396 | Wiring harness | 55.09
0020018397 | Nipple (reducing) | 9.16
0020018399 | Insulation, combustion chamber | 9.94
0020018402 | Front panel | 145.2
0020018403 | Burner chamber | 59.44
0020018404 | Burner chamber | 64.32
0020018405 | Sensor | 9.94
0020018406 | Conversion kit | 14.52
0020018408 | Conversion kit | 29.04
0020018409 | Conversion kit | 14.52
0020018410 | Conversion kit | 12.99
0020018411 | Tube | 9.94
0020018416 | Control panel | 26.19
0020018417 | Side panel | 175.05
0020018418 | Front panel insulation seal | 55.09
0020018419 | Gasket, panel, (kit of 2) | 3.87
0020018420 | Grommet for pipe, (x10) | 6.89
0020018421 | Grommet for pipe, (x5) | 4.58
0020018422 | Grommet for pipe, (x5) | 3.87
0020018423 | Heat exchanger | 724.64
0020018425 | Insulation of door | 19.54
0020018426 | Insulation, 16 mm with nut and washer | 59.44
0020018427 | Nut, (x10) | 4.58
0020018428 | Gasket, (x5) | 11.47
0020018429 | Siphon assembly | 26.19
0020018430 | Flexible hose | 4.58
0020018431 | Flexible hose | 9.94
0020018432 | O-ring, siphon, (x5) | 6.89
0020018433 | Burner | 55.09
0020018434 | Electrode+ screw + gasket | 19.54
0020018435 | Screw, (x10) | 1.53
0020018436 | Gas section | 175.05
0020018437 | Connector gas valve | 13.71
0020018438 | O-ring, (x10) | 2.31
0020018439 | Gasket, (x5) | 12.99
0020018440 | Gasket, (x5) | 6.07
0020018441 | Gasket, (x5) | 8.57
0020018443 | Fan | 253.76
0020018444 | Gasket, (x10) | 7.63
0020018445 | Air inlet duct | 26.19
0020018447 | Screw, (x10) | 2.68
0020018448 | Screw, M6x20, (x10) | 3.05
0020018449 | Domestic hot water sensor cable, (x5) | 55.09
0020018450 | Clip, (x10) | 5.36
0020018451 | Expansion vessel 8L | 137.06
0020018453 | Resistor of micro tank | 23.2
0020018454 | Storage water heater micro version | 122.13
0020018455 | Filling cock UK | 11.47
0020018456 | Non return valve | 38.54
0020018457 | Pipe gas connection | 31.75
0020018458 | Pipe heat exchanger superior | 13.71
0020018459 | Pipe heat exchanger inferior | 9.94
0020018460 | 3WV / Heat exchanger pipe superior | 14.52
0020018461 | 3WV / Heat exchanger pipe inferior | 12.99
0020018462 | Clip, (x10) | 8.41
0020018463 | Flexible outlet micro tank | 59.44
0020018464 | Tube inlet micro tank | 15.33
0020018466 | Supply harness | 11.47
0020018467 | Harness supply | 9.16
0020018468 | Control box (plastic) | 16.69
0020018469 | Cover control box (plastic) | 15.33
0020018470 | Display | 94.99
0020018472 | Display | 69.21
0020018473 | Display Themaplus | 108.56
0020018475 | Hydraulic harness | 82.78
0020018476 | Hydraulic harness AS | 29.04
0020018477 | Overheat thermostat | 18.18
0020018478 | Printed circuit board | 175.05
0020018479 | Ignition lead | 64.32
0020018480 | Gasket pack | 4.58
0020018481 | Flow limitor 8L + gasket pack | 5.36
0020018482 | Flow limitor 12L + gasket pack | 5.36
0020018483 | Flow limitor 10L + gasket pack | 5.36
0020018484 | Flow limiter 14L + gasket pack | 38.54
0020018487 | O-ring, (x10) | 4.77
0020018540 | Front panel | 115.35
0020018542 | Front panel | 188.62
0020018543 | Side panel | 101.78
0020018544 | Side panel | 122.13
0020018545 | Front panel insulation assembly | 101.78
0020018546 | Gasket front panel insulation | 44.24
0020018547 | Gasket side panel insulation | 69.21
0020018548 | Gasket | 2.31
0020018549 | H/E support bracket - LH | 10.72
0020018550 | H/E support bracket - RH | 8.41
0020018552 | H/E clam and screw | 2.68
0020018555 | Siphon with float | 38.54
0020018558 | Sealing ring, condensing connector, (x5) | 11.47
0020018559 | Gasket | 3.87
0020018560 | Y connector | 18.18
0020018562 | Gasket Siphon | 4.58
0020018565 | Fan manifold assembly | 55.09
0020018566 | Screw, M4x20, (x10) | 1.53
0020018568 | Heating filter | 1.9
0020018570 | Sanitary filter | 6.07
0020018571 | Draining pipe | 4.58
0020018573 | Handle extension | 7.63
0020018574 | 3-way valve assembly | 160.13
0020018575 | Clip, (x10) | 4.58
0020018576 | Flexible hose | 10.72
0020018579 | Elbow pipe | 31.75
0020018580 | Pipe, bypass | 5.36
0020018581 | Flexible hose | 23.2
0020018583 | Hydraulic bloc | 94.99
0020018584 | Gasket, (x10) | 77.35
0020018585 | Sealing ring, (x10) | 8.41
0020018586 | Tank | 724.64
0020018588 | Thermostatic pressure valve | 283.61
0020018589 | Temperature /pressure relief valve | 69.21
0020018590 | Hydraulic taps (kit) + clips and o-rings | 12.21
0020018591 | Tundish | 44.24
0020018592 | Gasket tank | 10.72
0020018594 | Pipe, inlet tank | 19.54
0020018595 | Pipe, outlet tank | 16.69
0020018596 | Pipe, gas | 44.24
0020018597 | Pipe, pump / heat exchanger | 21.44
0020018598 | 3WV / Heat exchanger pipe | 55.09
0020018599 | Pipe, pump / 3-way-valve | 86.85
0020018600 | Pipe, pump | 12.21
0020018601 | Pipe, pump / tank | 55.09
0020018602 | Pipe, cold water | 9.94
0020018603 | Valve tank pipe + bicone | 21.44
0020018604 | Connector gas pipe | 29.04
0020018605 | Clip, (x15) | 6.07
0020018608 | Overheat thermostat | 18.18
0020018609 | Printed circuit board | 77.35
0020018610 | Harness | 137.06
0020018611 | Ignition lead | 10.72
0020018612 | NTC sensor | 11.47
0020018614 | Washer pack kit + flow limitor 16L | 7.63
0020018615 | Heating filter + tap | 16.69
0020018616 | Washer pack | 2.68
0020018617 | Hanging bracket | 64.32
0020018618 | AWB Elbow Pipe pack kit | 86.85
0020018625 | Tank | 1260.65
0020018626 | Flow restrictor, 16 L, (x10) | 29.04
0020018627 | Name badge, AWB, (x10) | 14.52
0020018628 | Compression fitting | 6.89
0020018629 | Nut, (x10) | 6.07
0020018630 | O-ring, (x10) | 35.42
0020018731 | Clip, heating filter, (x10) | 4.58
0020018736 | Ignition cable | 9.16
0020018737 | Tube | 41.25
0020018738 | Tube | 41.25
0020018739 | Tube | 41.25
0020018740 | Cable tree | 47.22
0020018741 | Tube | 55.09
0020018742 | Tube | 59.44
0020018743 | Boiler (100 l) | 841.34
0020018744 | Side panel | 122.13
0020018745 | Cover plate | 101.78
0020018746 | Cover plate | 16.69
0020018747 | Covering plate | 82.78
0020018748 | Clip | 13.71
0020018749 | Clip | 29.04
0020018750 | Back panel | 69.21
0020018751 | Insulation | 69.21
0020018752 | Tube | 31.75
0020018753 | Tube | 44.24
0020018754 | Connection piece | 59.44
0020018755 | Tube | 16.69
0020018757 | Double nipple | 9.16
0020018758 | Gas connection tube | 41.25
0020018759 | Gas connection tube | 29.04
0020018760 | Tube | 35.42
0020018761 | Tube | 35.42
0020018762 | Tube | 44.24
0020018763 | Tube | 21.44
0020018764 | Connection piece | 35.42
0020018765 | Tube | 35.42
0020018766 | Tube | 26.19
0020018768 | Gas section | 130.27
0020018770 | Printed circuit | 223.91
0020018810 | Electrode+ screw + gasket | 13.71
0020018813 | Door insulation-heat exchanger | 15.33
0020018815 | Burner | 77.35
0020018816 | Gasket H/E door inspection | 2.68
0020018818 | Burner flange | 55.09
0020018820 | Screw, (x10) | 3.87
0020018821 | Gasket H/E door/mixing arm | 2.31
0020018822 | Nut, (x10) | 1.9
0020018823 | Gas section | 175.05
0020018824 | Connector, gas valve | 11.47
0020018825 | O-ring, fan/venturi plate, (x3) | 3.05
0020018826 | Gasket Fan | 3.87
0020018827 | Spacer, fan, 63 mm | 12.21
0020018828 | Fan assembly | 253.76
0020018829 | Screw, AF M4x12, (x10) | 1.9
0020018830 | Screw, M5x80, (x10) | 7.63
0020018831 | Screw, M6x20, (x10) | 2.68
0020018832 | Screw, F M4x10, (x30) | 2.31
0020019027 | Rose | 35.42
0020019028 | Support | 9.16
0020019029 | Cover | 13.71
0020019030 | Gasket | 6.07
0020019031 | Anode | 19.54
0020019032 | Flange | 26.19
0020019033 | Fastening kit | 8.41
0020019034 | Insulation | 77.35
0020019035 | T-piece | 59.44
0020019036 | T-piece | 59.44
0020019037 | Impeller | 514.3
0020019038 | Control | 94.99
0020019039 | T-piece | 137.06
0020019040 | Heat exchanger 25l/min | 1031.32
0020019041 | Heat exchanger 40l/min | 1222.66
0020019042 | Pump | 223.91
0020019043 | Tap | 69.21
0020019046 | Cover | 877.98
0020019050 | Casing | 360.96
0020019053 | Clip (PK2) | 3.05
0020019054 | Sensor | 47.22
0020019057 | Remote control for VED.../6 | 130.27
0020019095 | Control | 108.56
0020019121 | Connection kit, tank | 64.32
0020019122 | Anode | 21.44
0020019460 | Throttle | 23.2
0020019799 | Control harness - Symsi | 26.19
0020019810 | Gasket (collecting sheet ) 80 kW | 86.85
0020019811 | Gasket (collecting sheet ) 120 kW | 47.22
0020019812 | Gasket (collecting sheet ) 160 kW | 55.09
0020019813 | Gasket (collecting sheet ) 200 kW | 59.44
0020019814 | Gasket (collecting sheet ) 240 kW | 69.21
0020019815 | Gasket (collecting sheet ) 280 kW | 77.35
0020019816 | Gasket, cover condensate | 21.44
0020019817 | Cover | 69.21
0020019818 | Cover (D=160 mm) 80 - 160 kW | 69.21
0020019819 | Cover (D=210 mm) 200 - 280 kW | 38.54
0020019820 | Collecting sheet 80kW | 724.64
0020019821 | Collecting sheet 120kW | 763.99
0020019822 | Collecting sheet 160kW | 763.99
0020019823 | Collecting sheet 200kW | 877.98
0020019824 | Collecting sheet 240kW | 956.69
0020019825 | Collecting sheet 280kW | 1031.32
0020019826 | Side panel 80 - 120 kW | 360.96
0020019827 | Side panel 160 - 200 kW | 392.17
0020019828 | Side panel 240 - 280 kW | 449.17
0020019830 | Cover 80 - 120 kW | 325.68
0020019831 | Cover 160 kW | 419.31
0020019832 | Cover 200 kW | 419.31
0020019833 | Cover 240 - 280 kW | 449.17
0020019834 | Front panel | 689.36
0020019835 | Flue duct 80-160 kW | 297.18
0020019836 | Flue duct 200-280 kW | 392.17
0020019837 | Gasket | 19.54
0020019838 | Sensor | 16.69
0020019839 | Gasket kit | 44.24
0020019846 | Electronics MBD | 917.33
0020019848 | Electronics (pump) | 283.61
0020019849 | Cable tree, (X9 NTC) 80 kW | 31.75
0020019850 | Cable tree, (X9 NTC) 120 kW | 38.54
0020019851 | Cable tree, (X9 NTC) 160 kW | 44.24
0020019852 | Cable tree, (X9 NTC) 200 kW | 50.48
0020019853 | Cable tree, (X9 NTC) 240 kW | 55.09
0020019854 | Cable tree, (X9 NTC) 280 kW | 69.21
0020019857 | Cable tree (NTC) | 31.75
0020019858 | Cable tree (pressure safeguard) 280 kW | 77.35
0020019952 | Cable tree, (fan X11 + X12) 80 kW | 94.99
0020019953 | Cable tree, (fan X11 - X13) 120 kW | 108.56
0020019954 | Cable tree, (fan X11 - X14) 160 kW | 160.13
0020019955 | Cable tree, (fan X11 - X15) 200 kW | 175.05
0020019956 | Cable tree, (fan X11 - X16) 240 kW | 223.91
0020019957 | Cable tree, (fan X11 - X17) 280 kW | 253.76
0020019960 | Cable tree (CVI) 80 kW | 160.13
0020019961 | Cable tree (CVI) 120 kW | 223.91
0020019962 | Cable tree (CVI) 160 kW | 253.76
0020019963 | Cable tree (CVI) 200 kW | 297.18
0020019964 | Cable tree (CVI) 240 kW | 360.96
0020019965 | Cable tree (CVI) 280 kW | 392.17
0020019983 | Burner support 24kW H | 44.24
0020019984 | Burner support 24kW B | 50.48
0020019985 | Ignition electrode | 15.33
0020019986 | Guide plate 24kW | 6.89
0020019987 | Protection plate | 23.2
0020019988 | Tube gas | 19.54
0020019989 | Tube gas | 21.44
0020019990 | Connection piece | 9.16
0020019991 | Gas section | 90.92
0020019992 | Gas section | 94.99
0020019994 | Heat exchanger, 92 fins | 223.91
0020019995 | Draft diverter 24kW | 55.09
0020019996 | Casing front | 44.24
0020019998 | Handle bar (white) | 13.71
0020019999 | Handle bar (grey) | 12.21
0020020000 | Casing | 137.06
0020020001 | Hanging bracket | 9.16
0020020002 | Hinge | 13.71
0020020003 | Covering plate hinge | 3.8
0020020004 | Strap | 6.89
0020020005 | Badge | 6.07
0020020006 | Badge | 8.41
0020020007 | Cap flue gas 24kW | 35.42
0020020008 | Fan | 90.92
0020020009 | Cover combustion chamber | 59.44
0020020010 | Gasket kit combustion chamber | 3.87
0020020011 | Inspection glass | 2.68
0020020012 | Cover | 1.15
0020020013 | Plug, (x5) | 8.41
0020020015 | Diverter valve, plastic | 86.85
0020020017 | Connection tube | 16.69
0020020018 | Heat exchanger DHW, 11 (13) plates | 82.78
0020020019 | Expansion vessel 6 ltr. | 90.92
0020020020 | Connection tube | 16.69
0020020022 | Connection tube | 13.71
0020020023 | Pump | 160.13
0020020024 | Connection tube | 15.33
0020020025 | Bracket, (x2) | 2.68
0020020026 | Harness | 35.42
0020020027 | Harness | 26.19
0020020028 | Harness | 41.25
0020020112 | Gas conversion kit G30 for POG 19 | 64.32
0020020114 | Gas conversion set G30/G31 | 188.62
0020020124 | Collecting sheet 80kW | 689.36
0020020125 | Collecting sheet 120kW | 724.64
0020020126 | Collecting sheet 160kW | 724.64
0020020127 | Collecting sheet 200kW | 841.34
0020020128 | Collecting sheet 240kW | 917.33
0020020129 | Collecting sheet 280kW | 993.32
0020020130 | Gasket (collecting sheet ) 80 kW | 86.85
0020020131 | Gasket (collecting sheet ) 120 kW | 35.42
0020020132 | Gasket (collecting sheet ) 160 kW | 44.24
0020020133 | Gasket (collecting sheet ) 200 kW | 59.44
0020020134 | Gasket (collecting sheet ) 240 kW | 59.44
0020020135 | Gasket (collecting sheet ) 280 kW | 64.32
0020020136 | Gasket (cover, condensate) | 15.33
0020020137 | Cover | 59.44
0020020138 | Flue duct 80-160 kW | 297.18
0020020139 | Flue duct 200-280 kW | 360.96
0020020140 | Gasket | 21.44
0020020141 | Sensor | 18.18
0020020142 | Gasket kit, kit of 5 | 47.22
0020020143 | Electronics MDB | 841.34
0020020144 | Electronics (pump) | 175.05
0020020145 | Cable tree (X9, NTC) 80 kW | 18.18
0020020146 | Cable tree (X9, NTC) 120 kW | 21.44
0020020147 | Cable tree (X9, NTC) 160 kW | 26.19
0020020148 | Cable tree (X9, NTC) 200 kW | 35.42
0020020149 | Cable tree (X9, NTC) 240 kW | 41.25
0020020150 | Cable tree (X9, NTC) 280 kW | 55.09
0020020151 | Cable tree (NTC) | 29.04
0020020152 | Cable tree (X1, 230 V) | 360.96
0020020153 | Cable tree (24 V) | 69.21
0020020245 | Cable tree (CVI) 80 kW | 153.34
0020020246 | Cable tree (CVI) 120 kW | 202.19
0020020247 | Cable tree (CVI) 160 kW | 253.76
0020020248 | Cable tree (CVI) 200 kW | 297.18
0020020249 | Cable tree (CVI) 240 kW | 360.96
0020020250 | Cable tree (CVI) 280 kW | 392.17
0020020251 | Cable tree (fan, X11 + X12) 80 kW | 69.21
0020020252 | Cable tree (fan, X11 - X13) 120 kW | 94.99
0020020253 | Cable tree (fan, X11 - X14) 160 kW | 122.13
0020020254 | Cable tree (fan, X11 - X15) 200 kW | 153.34
0020020255 | Cable tree (fan, X11 - X16) 240 kW | 223.91
0020020256 | Cable tree (fan, X11 - X17) 280 kW | 223.91
0020020257 | Side panel 80 - 120 kW | 160.13
0020020258 | Side panel 160 - 200 kW | 175.05
0020020259 | Side panel 240 - 280 kW | 202.19
0020020260 | Cover (D=160 mm) 80 - 160 kW | 41.25
0020020261 | Cover (D=210 mm) 200 - 280 kW | 44.24
0020020262 | Cover 80 - 120 kW | 202.19
0020020263 | Cover 160 kW | 153.34
0020020264 | Cover 200 kW | 188.62
0020020265 | Cover 240 - 280 kW | 188.62
0020020266 | Front panel | 480.38
0020020469 | Conversion set | 2.68
0020020470 | Conversion set | 2.68
0020020488 | Plug | 1.9
0020020489 | Plug | 2.68
0020020493 | Flue bend | 47.22
0020020494 | Flange | 175.05
0020020495 | Gasket kit | 16.69
0020020496 | Outside wall seal (DN 100) | 19.54
0020020497 | Inside wall seal (DN 100) | 19.54
0020020498 | Elbow 87 | 44.24
0020020499 | Clamp (100 x 48) | 16.69
0020020500 | Outside terminal (opening) | 35.42
0020020501 | Packing ring EPDM (133 x 161.5) | 13.71
0020020502 | Cap flue test point | 12.21
0020020503 | Cap air test point EPDM (DN 14) | 12.21
0020020504 | Packing ring EPDM (DN 60) | 12.99
0020020505 | Internal wall seal (102-165) | 19.54
0020020506 | Wall connector black (opening) | 86.85
0020020507 | Outside wall seal Black (100-165) | 19.54
0020020508 | Pipe support clip Black (DN 60) | 29.04
0020020509 | Grille (bird protection) | 15.33
0020020510 | Wall connector (opening) | 86.85
0020020511 | Pipe support clip (DN 60) | 29.04
0020020512 | Cover | 137.06
0020020531 | Outside wall seal (DN 100) | 13.71
0020020532 | Inside wall seal (DN 100) | 11.47
0020020533 | Elbow 87 | 44.24
0020020534 | Clamp (100 x 48) | 12.21
0020020535 | Outside terminal (opening) | 26.19
0020020536 | Packing ring EPDM (133 x 161.5) | 10.72
0020020537 | Cap flue test point | 12.21
0020020538 | Cap air test point EPDM (DN 14) | 12.21
0020020539 | Internal wall seal (DN 102-165) | 12.99
0020020540 | Wall connector black (opening) | 86.85
0020020541 | Outside wall seal black (100-165) | 13.71
0020020542 | Pipe support clip black | 19.54
0020020543 | Grille (bird protection) | 10.72
0020020561 | Washer pack + flow limitor 12L | 4.58
0020020649 | Gasket | 16.69
0020020682 | Printed circuit | 160.13
0020020685 | Company plaque | 5.36
0020020686 | Company plaque | 6.07
0020020687 | Company plaque | 6.07
0020020688 | Company plaque | 4.58
0020020689 | Company plaque | 4.58
0020020690 | Company plaque | 6.07
0020020691 | Company plaque | 6.07
0020020692 | Company plaque | 1.9
0020020693 | Company plaque | 4.58
0020020694 | Company plaque | 4.58
0020020695 | Company plaque | 4.58
0020020700 | Gasket long (front panel) | 3.87
0020020701 | Gasket short (front panel) | 3.05
0020020705 | Support, wall hanging | 77.35
0020020706 | Support, wall hanging | 16.69
0020020708 | Elbow, flow and return | 59.44
0020020711 | Washer | 2.31
0020020712 | Support, heat exchanger top | 3.87
0020020714 | Cover, top (flue outlet) | 9.16
0020020716 | Flue duct top assembly | 23.2
0020020718 | Flue duct front assembly | 23.2
0020020719 | Cover, rear (flue outlet) | 7.63
0020020720 | Screw | 1.53
0020020721 | Gasket (flue hood front) | 4.58
0020020723 | Condensate trap | 19.54
0020020724 | O-ring | 1.9
0020020726 | Pipe, condense drain | 6.89
0020020728 | Burner | 130.27
0020020729 | Gasket (burner) | 9.94
0020020730 | Nut, extended M5 | 2.31
0020020731 | Electrode | 9.16
0020020732 | Gasket (electrode) | 2.68
0020020733 | Clip, fan mounting | 6.89
0020020734 | Fan | 130.27
0020020735 | Gas section | 175.05
0020020737 | Screw | 1.15
0020020738 | Clip, fan fixing | 7.63
0020020739 | Gasket (fan) | 2.68
0020020740 | Nut | 1.15
0020020741 | O-ring | 1.91
0020020742 | Clip (tube) | 1.53
0020020744 | Expansion vessel | 77.35
0020020745 | Clip, fixing bracket | 6.89
0020020746 | Nut | 1.15
0020020747 | Screw | 0.81
0020020748 | Pipe, flow | 50.48
0020020749 | Pipe, flow | 15.33
0020020750 | Pipe, return | 12.21
0020020751 | O-ring | 1.15
0020020752 | Pipe, EV | 15.33
0020020753 | O-ring | 1.15
0020020755 | Washer | 1.53
0020020756 | Pipe, gas | 23.2
0020020757 | Gasket (pipe flange) | 1.9
0020020759 | Washer (pump pipe) | 1.15
0020020760 | Pipe, flow | 16.69
0020020761 | Pipe, return | 26.19
0020020762 | Pipe, gas | 26.19
0020020763 | Igniter | 15.33
0020020764 | Clip (zig ignitor) | 4.58
0020020766 | Casing (installer housing) | 6.89
0020020767 | Strip, 8 pole connector | 3.87
0020020768 | Strip, 5 pole term 230V earth | 3.87
0020020769 | Strip, 3 pole term 230V N L E | 2.68
0020020770 | Cover (installer hood) | 3.87
0020020771 | Cable, flying lead assembly | 9.16
0020020772 | Terminal strip, 3 pole | 1.9
0020020773 | Screw torx 4.2x13.5mm | 1.15
0020020774 | Support, (kit of 2) | 1.9
0020020776 | Screw | 1.53
0020020777 | Cable tree (mains inlet harness) | 23.2
0020020778 | Cable tree (combustion harness) | 21.44
0020020779 | Cable tree (24V DC roomstat harness) | 6.07
0020020780 | Cable tree (zig harness) | 7.63
0020020782 | Gasket (control box front) | 3.05
0020020783 | Cable (ignition lead assembly) | 26.19
0020020784 | Clip (harness) | 2.31
0020020785 | Cable tree (mains pump harness) | 5.36
0020020786 | Cable tree (hydraulic harness) | 9.94
0020020787 | Plate, fixing jig support | 82.78
0020020788 | Pipe pack | 41.25
0020020789 | Tap, gas | 16.69
0020020790 | Tube (gas pipe tail) | 6.89
0020020798 | Cable tree (X1, 230 V) | 360.96
0020020799 | Cable tree (24 V) | 130.27
0020020800 | Cable (MBD) | 59.44
0020020801 | Cable (modules) | 35.42
0020020802 | Electronics (7-8-9 coupler) | 153.34
0020020804 | Cable (MBD) | 31.75
0020020805 | Cable (modules) | 41.25
0020020806 | Box | 238.83
0020020845 | Gasket kit | 15.33
0020020855 | Switch (reset) | 38.54
0020020912 | PCB | 153.34
0020020916 | Switch (on/off) | 19.54
0020020917 | Switch (on/off) | 14.52
0020020918 | Switch (reset) | 29.04
0020020927 | Flue gas restrictor, d=44.5 m | 4.58
0020021013 | Tube | 19.54
0020021014 | Tube | 23.2
0020021015 | Tube | 31.75
0020021016 | Tube | 44.24
0020021017 | Tube | 47.22
0020021018 | Tube | 16.69
0020021019 | Tube | 31.75
0020021020 | Tube | 29.04
0020021021 | Tube | 59.44
0020021022 | Tube | 9.16
0020021023 | Tube | 38.54
0020021024 | Connection | 55.09
0020021025 | Support | 2.31
0020021026 | Support | 2.31
0020021028 | NG burner injector, kit of 16 | 13.71
0020021140 | Casing | 223.91
0020021141 | Flap, air | 23.2
0020021142 | Impeller | 31.75
0020021143 | Control panel | 55.09
0020021144 | Adapter | 18.18
0020021145 | Scale, adjustment | 26.19
0020021146 | Cover | 55.09
0020021147 | Injector, air nozzle (19) | 69.21
0020021148 | Injector, D=21 | 77.35
0020021149 | Mixing valve, with tube | 122.13
0020021150 | Ring, (set 1,0 / 1,5 / 2,5 mm) | 26.19
0020021151 | Injector, 0.30 Usgal/h | 26.19
0020021152 | Injector, 0.40 Usgal/h | 23.2
0020021153 | Injector, 0.45 Usgal/h | 23.2
0020021154 | Valve | 44.24
0020021155 | Heat exchanger, preheater | 175.05
0020021156 | Ignition electrode, kit of 2 | 41.25
0020021157 | Cable (PK2) | 47.22
0020021158 | Cable, burner manifold | 11.47
0020021159 | Photocell | 283.61
0020021160 | Cable, photocell | 19.54
0020021161 | Motor | 223.91
0020021162 | Condenser | 26.19
0020021163 | Lever | 5.36
0020021164 | Pump | 160.13
0020021165 | Pipework | 41.25
0020021166 | Filter | 35.42
0020021167 | Magnet coil | 77.35
0020021168 | Sensing point (PK2) | 9.16
0020021169 | Hose (PK2) | 108.56
0020021170 | Tool | 23.2
0020021171 | Tool | 15.33
0020021172 | Plate | 86.85
0020021173 | O-ring, burner flange | 12.21
0020021174 | Flange, with tube | 153.34
0020021175 | Gasket | 31.75
0020021176 | Burner flange | 55.09
0020021177 | Seal, rope seal flange | 23.2
0020021178 | Insulation, insulation plate | 59.44
0020021179 | Seal, rope seal heat exchanger | 26.19
0020021180 | Mixing tube | 253.76
0020021181 | Transformer | 108.56
0020021182 | Flame supervision device | 175.05
0020021183 | Socket | 55.09
0020021184 | Plug | 21.44
0020021185 | Relay | 122.13
0020021186 | Cable, transformer | 16.69
0020021187 | Cable, remote reset device | 12.99
0020021188 | Flue collector cap | 160.13
0020021316 | Resistance | 59.44
0020021317 | Temperature regulator 145 C | 55.09
0020021318 | Fan compartment | 86.85
0020021319 | Fan compartment | 130.27
0020021320 | Fan compartment | 153.34
0020021321 | Fan compartment | 160.13
0020021322 | Fan compartment | 188.62
0020021323 | Fan compartment | 188.62
0020021324 | Heat exchanger | 130.27
0020021325 | Front panel | 202.19
0020021326 | Front panel | 360.96
0020021327 | Front panel | 360.96
0020021328 | Front panel | 392.17
0020021329 | Front panel | 392.17
0020021330 | Front panel | 419.31
0020021331 | Insulation | 283.61
0020021332 | Insulation | 188.62
0020021333 | Insulation | 360.96
0020021334 | Insulation | 392.17
0020021335 | Insulation | 449.17
0020021336 | Insulation | 480.38
0020021337 | Air intake grille | 86.85
0020021338 | Air intake grille | 86.85
0020021339 | Air intake grille | 188.62
0020021340 | Air intake grille | 94.99
0020021341 | Air intake grille | 94.99
0020021342 | Air intake grille | 101.78
0020021343 | Grille | 77.35
0020021344 | Grille | 86.85
0020021345 | Grille | 94.99
0020021346 | Grille | 101.78
0020021347 | Grille | 122.13
0020021348 | Grille | 130.27
0020021349 | Fastening kit | 26.19
0020021350 | Fastening kit | 59.44
0020021351 | Clip (PK2) | 4.58
0020021366 | Side panel right | 202.19
0020021595 | Flap | 15.33
0020021596 | Front panel | 38.54
0020021600 | Gas flow restrictor, (x5) | 8.41
0020021601 | Gasket | 35.42
0020021602 | Flange, flue connection | 9.94
0020021603 | Grommet for pipe, (x5) | 6.07
0020021606 | Heat exchanger, 30 kw | 223.91
0020021610 | Heat exchanger | 572.65
0020021611 | Gasket, outlet gas recuperator, (x5) | 35.42
0020021612 | Insulation, combustion chamber | 35.42
0020021613 | Combustion chamber | 55.09
0020021614 | Siphon/trap | 29.04
0020021617 | Burner, 24 KW | 82.78
0020021618 | Burner, 30 KW | 268.69
0020021619 | Injector, G25 24KW | 12.21
0020021622 | Injector, G30/31 (Set 13) | 11.47
0020021623 | Electrode | 11.47
0020021624 | Electrode | 12.21
0020021625 | Gas valve | 130.27
0020021626 | Fan | 108.56
0020021630 | Pump, circulator 24KW | 160.13
0020021632 | Filter, DHW, (x10) | 12.21
0020021633 | Heat exchanger DHW, 30KW | 238.83
0020021636 | Tube | 12.99
0020021637 | Tube, heat exchanger / recuperator 24 KW | 16.69
0020021638 | Tube, heat exchanger / recuperator 30 KW | 18.18
0020021641 | Tube, intlet condensat box 24 KW | 18.18
0020021643 | Tube, safety valve | 9.16
0020021644 | Tube, pump / heat exchanger DHW | 21.44
0020021645 | Tube, expansion vessel | 59.44
0020021648 | Clip, (x10) | 10.72
0020021649 | Pressure gauge | 29.04
0020021650 | Wiring harness | 86.85
0020021652 | Printed circuit board | 90.92
0020021654 | Gasket, (x10) | 44.24
0020021655 | Printed circuit board | 153.34
0020021656 | Thermostat | 35.42
0020021657 | Clip, (x10) | 4.58
0020021658 | Valve | 26.19
0020021659 | Valve | 18.18
0020021660 | Valve | 12.99
0020021806 | Pump (7.0 m) | 175.05
0020021807 | Continuous flow controller 0-36l/min | 175.05
0020021808 | Continuous flow controller 0-36l/min | 122.13
0020021838 | Air inlet pipe | 31.75
0020022543 | Conversion kit | 9.16
0020022544 | Conversion set (atmoCOMPACT) | 9.94
0020022545 | Distributor tube | 101.78
0020022546 | Distributor tube | 122.13
0020022741 | Pump | 223.91
0020022743 | Limiter, high temperature 9.4l/min | 13.71
0020022744 | Valve | 31.75
0020022745 | Cable tree | 50.48
0020022746 | Cable tree | 55.09
0020022747 | Casing | 253.76
0020022748 | Cover | 41.25
0020022749 | Handle | 9.16
0020022764 | Adapter cable, (x5) | 41.25
0020023153 | Heat exchanger dhw (20 plates) | 145.2
0020023214 | El. ignition | 108.56
0020023215 | Fan | 77.35
0020023217 | Pump | 122.13
0020023218 | Printed circuit 24KXV | 90.92
0020023219 | Printed circuit - display | 26.19
0020023220 | Gas valve | 157.14
0020023222 | Reducing ring | 7.63
0020023303 | O ring | 7.63
0020023425 | Printed circuit board, PFC module (set) | 360.96
0020023720 | Service kit, F75 | 130.27
0020023721 | Service kit , F75 | 123.65
0020023794 | Filter, air | 35.42
0020023795 | OUTDOOR GRILLE | 130.27
0020023800 | OUTDOOR CORNER COVERS | 47.22
0020023802 | INDOOR CORNER COVERS | 47.22
0020023811 | Connection tube | 18.18
0020023812 | Adapter manometer | 9.44
0020023813 | Throttle jet 5.70 brown | 1.9
0020023814 | Throttle jet 7.20 yellow | 1.9
0020023825 | PCB main | 160.13
0020023826 | Appliance interface | 130.27
0020023843 | Control panel | 7.63
0020023887 | Connection pipe Set - Pog 19/24 | 69.21
0020023933 | Measuring orifice | 1.9
0020023934 | Measuring orifice | 2.68
0020023935 | Measuring orifice | 3.87
0020023936 | Cover, control box | 19.54
0020023937 | Back panel, control box | 21.44
0020023938 | Cover, Combustion chamber | 15.33
0020024369 | WATER FILTER | 77.35
0020024391 | Sensor, temperature | 108.56
0020024392 | Sensor, temperature | 202.19
0020024404 | BREAKER 4/6A | 253.76
0020024599 | Conversion set 24kW to PB | 122.13
0020024600 | Conversion set 24kW to H | 94.99
0020024601 | Conversion set 18,20kW to PB | 108.56
0020024602 | Conversion set 18,20kW to H | 77.35
0020024974 | Casing | 253.76
0020025020 | Magnet coil | 223.91
0020025036 | Harness | 26.19
0020025037 | Harness | 35.42
0020025039 | Air inlet duct | 31.75
0020025041 | Heat exchanger dhw (35 plates) | 145.2
0020025042 | Pump | 175.05
0020025045 | Connection tube | 12.21
0020025049 | Casing (platin) | 38.54
0020025050 | Buttons platin, kit of 3 | 9.16
0020025051 | Printed circuit | 297.18
0020025052 | Printed circuit | 283.61
0020025053 | Fan | 419.31
0020025054 | Fan | 449.17
0020025055 | Fan | 514.3
0020025056 | Fan | 607.94
0020025057 | Bush, tundish | 41.25
0020025058 | Bush, tundish | 44.24
0020025060 | Sensor, NTC with cable | 26.19
0020025061 | Connection, plug | 21.44
0020025062 | Connection, plug | 44.24
0020025063 | Front panel | 160.13
0020025064 | Front panel | 297.18
0020025066 | Heat exchanger | 803.34
0020025068 | Heat exchanger | 917.33
0020025069 | ExaControl L1 | 223.91
0020025070 | Control | 130.27
0020025071 | Harness, bypass | 23.2
0020025072 | Harness, bypass | 26.19
0020025074 | Band | 9.94
0020025076 | Plug | 6.89
0020025080 | Handle, filter | 23.2
0020025082 | Gasket filter support (PK2) | 8.41
0020025083 | Harness | 16.69
0020025084 | Harness | 16.69
0020025094 | Compression fitting 10 mm | 21.44
0020025149 | Gasket kit | 35.42
0020025150 | Gasket kit | 19.54
0020025152 | Back panel, with insulation | 175.05
0020025153 | Cover, with insulation | 137.06
0020025154 | Support, burner | 94.99
0020025155 | Insulation, heat exchanger | 50.48
0020025156 | Insulation, bottom | 47.22
0020025157 | Insulation, left | 35.42
0020025158 | Brush, condensate pipe | 44.24
0020025159 | Brush, flue socket | 44.24
0020025160 | Side panel, with insulation (left) | 297.18
0020025161 | Side panel, with insulation (right) | 175.05
0020025162 | Switch | 23.2
0020025163 | Cable tree | 41.25
0020025164 | Cable tree (burner) | 55.09
0020025165 | Cable, burner | 21.44
0020025166 | Cable, burner manifold | 23.2
0020025167 | Cable, motor | 16.69
0020025168 | Cable, magnet coil | 16.69
0020025181 | Control box front (combi/system) | 15.33
0020025182 | Control box front (openvent) | 18.18
0020025183 | Appliance interface harness | 6.07
0020025184 | Control box rear | 6.89
0020025200 | Printed circuit 15-18kW | 145.2
0020025201 | Electronic plate 21-24kW | 175.05
0020025202 | Control board ST6-8 | 101.78
0020025203 | Board 6-8 for KTZ, KOZ- v.12 | 101.78
0020025205 | Pump UPS 15-60, 130 | 145.2
0020025206 | Pump RS 15/6 3 PR 130 9 | 101.78
0020025207 | Pump UPS15-50/130-AO | 115.35
0020025208 | Pump RSL 15/5-3 | 135.77
0020025209 | Pump | 160.13
0020025210 | 2-speed fan | 82.43
0020025211 | Fan, 1-speed | 77.35
0020025212 | 1-speed fan II | 101.78
0020025213 | Fan | 77.35
0020025215 | Contactor ISCH 25A | 42.25
0020025219 | Gas valve SIT 820 NOVA | 108.19
0020025220 | 824 SIT NOVA gas valve | 142.97
0020025223 | Flame supervis.device BD1007-chimney | 175.05
0020025224 | Electronics controlling-Protherm | 202.19
0020025225 | Flame supervis.device CD1005-turbo | 197.06
0020025226 | Flame supervis.device AD1009-chimney | 188.62
0020025227 | Flame supervis.device 503EFD-chimney | 108.56
0020025229 | Flame supervis.device AM1025-chimney | 325.68
0020025230 | Flame supervis.device BM1007-chimney | 268.69
0020025231 | Flame supervis.device CD1005-turbo | 253.76
0020025232 | Temp. sensor A2002B-immersion | 18.93
0020025233 | Temp. sensor | 18.28
0020025234 | Temp. sensor B1002B- to socket | 31.75
0020025235 | Temp. sensor 1016-to surface | 8.57
0020025236 | Injector 0,68-LPG-SD | 1.53
0020025237 | Rod cooling 142.0230.00 | 8.41
0020025238 | Gas valve 36E16S | 137.06
0020025239 | Gas valve N2005B-NG | 223.91
0020025240 | Gas valve Q2002-NG | 268.69
0020025241 | Gas valve C1009-NG,LPG | 202.19
0020025242 | Gas valve SIT 836 | 130.27
0020025243 | Gas valve SIT 830 | 90.92
0020025244 | Gas valve | 223.91
0020025248 | Heat exchanger d.h.w. | 145.2
0020025251 | Storage water heater 45L SANICELL | 572.65
0020025252 | Storage water heater 100L | 514.3
0020025253 | Storage water heater 100L OKC | 724.64
0020025256 | Heat exchanger d.h.w. E6N/16 | 59.46
0020025257 | Heat exchanger - heating 35kW | 297.18
0020025258 | Heat exchanger - heating 24kW | 223.91
0020025259 | Heat exchanger - heating 24kW | 223.91
0020025260 | Boiler element - left | 168.9
0020025261 | Boiler element - right | 174.23
0020025263 | Heat exchanger - heating TLO 6elem. | 877.98
0020025264 | Heat exchanger | 544.16
0020025265 | Boiler element AG - left | 161.51
0020025266 | Boiler element AG - right | 173.34
0020025267 | Boiler element AG - middle | 144.05
0020025268 | Expansion vessel - heating 6L | 64.32
0020025269 | Expansion vessel - heating 6L-3/8 | 77.35
0020025270 | Expansion vessel - heating 10L | 59.44
0020025271 | Pressure relief valve 300kPa | 12.49
0020025273 | Three-way valve P362A E2114 | 130.27
0020025274 | Anode magnesium 21x430 T3/4 cut | 27.21
0020025275 | Membrane (SNAV3324) | 17.37
0020025276 | Membrane with a set - PFVCR09 | 41.25
0020025277 | Hydraulics block - output | 325.68
0020025278 | Motor, 3way valve | 50.48
0020025279 | Thermometer - white | 14.32
0020025281 | Thermostat - slow | 21.44
0020025282 | Thermostat - fast 3cont. | 19.54
0020025284 | Thermostat - fast | 26.03
0020025285 | Thermostat - slow 3cont. | 24.48
0020025286 | Safety switch | 26.19
0020025290 | Gas valve SIT SIGMA 840.038 | 90.92
0020025291 | Auto ign. control 537 ABC | 101.78
0020025292 | Burner tube 103.2460.00 | 19.54
0020025293 | Printed circuit | 101.78
0020025294 | Heat exchanger d.h.w. E6T/14 | 55.09
0020025295 | Heat exchanger - heating BIASI 7elem. | 877.98
0020025297 | Heat exchanger - bithermical | 419.31
0020025298 | Expansion vessel - heating 5L | 108.56
0020025299 | Gas valve SIT 843 | 90.92
0020025300 | El.ignition-chimn.537ABC-IP44 | 101.78
0020025301 | Flame supervis.device AM3058-chimney | 175.05
0020025302 | Fan GR01090 | 59.44
0020025304 | Hydraulics block Jaguar - output | 325.68
0020025305 | Printed circuit 24KXVJ | 82.78
0020025306 | Printed circuit 80E TB | 82.78
0020025307 | Printed circuit 80E TC | 77.35
0020025308 | Printed circuit 24BXV | 90.92
0020025309 | Printed circuit 24KXO | 86.85
0020025310 | Pump | 101.78
0020025311 | Pump | 101.78
0020025313 | Printed circuit 24KXV LINEA | 90.92
0020025314 | Heating exchanger - heating 12KW | 145.2
0020025315 | Hydraulics block S40 - input | 122.13
0020025317 | Gas valve SIT 843 - G3/4 | 95.31
0020025318 | Valve 3way SF25M1S-L | 115.35
0020025319 | Gas valve | 94.99
0020025607 | Cap, set | 11.47
0020025608 | inside wall seal (DN 104) | 12.21
0020025609 | Adapter | 16.69
0020025610 | Lip seal, silicon (DN 80) | 12.21
0020025721 | Collector, mat, 6x1m, (x2) | 877.98
0020025722 | Manifold, 8-fold | 724.64
0020025723 | Manifold, receiver, 8-fold | 572.65
0020025724 | Manifold, 12-fold | 1070.67
0020025725 | Collector, receiver, 12-fold | 803.34
0020025726 | Elbow, 45 degr, PP, DA20, (x5) | 26.19
0020025727 | Pipe, PP, DA20mmx100m | 360.96
0020025728 | Tap, ball valve DN 15 | 26.19
0020025729 | Pressure gauge | 19.54
0020025730 | Clip, 8-fold, (x2) | 4.58
0020025731 | Clip, 12-fold, (x2) | 7.63
0020025732 | Continuous flow limiter | 55.09
0020025744 | VWZ 30/2 SV -GSHP Inrush current limiter | 297.18
0020025825 | Handle | 6.07
0020025831 | Combustion front panel | 35.42
0020025835 | Burner assembly | 94.99
0020025838 | Gas pipe | 9.16
0020025841 | Cold water pipe | 19.54
0020025842 | Hot water pipe | 8.41
0020025844 | Printed circuit board | 175.05
0020025868 | Solar cable | 21.44
0020025869 | Motor reducer | 137.06
0020025870 | Cable solar jig | 31.75
0020025871 | Inlet sanitary water cock | 26.19
0020025872 | Flow limiter, 18 L, (x10) | 29.04
0020025929 | Gasket kit | 16.69
0020025946 | Connection cable | 6.89
0020025948 | Casing | 31.75
0020025955 | Water deficiency valve | 15.33
0020025973 | Gas section | 175.05
0020025974 | Gas section | 160.13
0020025975 | Gas section | 160.13
0020026069 | Gas conversion set G20->G30/G31 | 268.69
0020026402 | Nut | 1.15
0020026404 | O-ring | 1.53
0020026406 | Gasket kit | 5.36
0020026407 | Gasket kit | 8.41
0020026408 | Tap, central heating | 23.2
0020026409 | Gas isolation valve | 23.2
0020026410 | Clip | 1.53
0020026411 | CH tap | 31.75
0020026412 | Nut, outlet | 2.68
0020026413 | DHW cold inlet tap | 23.2
0020026414 | Filling loop | 29.04
0020026455 | Casing | 41.25
0020026456 | Printed circuit | 238.83
0020026457 | Printed circuit | 145.2
0020026459 | Gasket | 6.07
0020026460 | Lip seal | 2.31
0020026537 | Nut, M6, (x5) | 2.31
0020026606 | Tap, ball valve G1 1/4 | 64.32
0020026607 | Tap, ball valve G1 1/2 | 41.25
0020026642 | Support, cooling pipe connections | 10.72
0020026647 | Cover, right | 18.18
0020026649 | Casing, front | 41.25
0020026651 | Cover, top | 29.04
0020026654 | Grille, back | 4.58
0020026656 | Grille, front | 44.24
0020026658 | Motor, fan | 108.56
0020026668 | Fan, tangential | 19.54
0020026686 | Compressor | 360.96
0020026692 | Motor, air swing | 19.54
0020026699 | Capacitor, compressor | 6.07
0020026705 | Transformer | 26.19
0020026706 | 4-WAYS VALVE | 38.54
0020026711 | Fan propeller | 38.54
0020026713 | Remote control | 38.54
0020026716 | Printed circuit board | 64.32
0020026736 | 4-WAYS VALVE SET | 64.32
0020026740 | Gas section | 137.06
0020026742 | Burner tube | 77.35
0020026748 | Pressure switch | 94.99
0020026749 | Hose | 29.04
0020026775 | Expansion vessel 10L | 145.2
0020026776 | interface card AS | 64.32
0020026840 | LOW PRESSURE SWITCH | 64.32
0020026841 | Float | 38.54
0020026873 | Motor, fan | 153.34
0020026877 | Shell, drain | 31.75
0020026880 | AIR FILTER | 19.54
0020026890 | Casing, front | 35.42
0020026891 | Casing, front | 35.42
0020026894 | Grille, front | 19.54
0020026900 | Remote control | 47.22
0020026906 | 4-WAYS VALVE | 101.78
0020026911 | Fan, tangential | 35.42
0020026913 | Fan, tangential | 19.54
0020026921 | Motor, ventilator | 86.85
0020026923 | Filter, air | 15.33
0020026926 | FAN | 64.32
0020026950 | Cold water tube | 26.19
0020026951 | Warm water tube | 31.75
0020026952 | Warm water tube | 26.19
0020026953 | Warm water tube | 29.04
0020026954 | Warm water tube | 35.42
0020026955 | Warm water tube | 35.42
0020026969 | Exalink Mobile Pack - EBus | 724.64
0020027218 | Casing | 26.19
0020027219 | Continuous flow controller 0-6l/min | 153.34
0020027220 | Union nuts DN = 16mm | 69.21
0020027221 | Union nuts DN =20mm | 90.92
0020027222 | Mounting kit | 130.27
0020027223 | Mounting kit | 108.56
0020027224 | Support | 12.99
0020027225 | Cover | 15.33
0020027226 | Gasket | 7.63
0020027227 | Anode, VE 75 S (L=160mm) | 29.04
0020027228 | Anode, VE 100 S (L=190mm) | 35.42
0020027229 | Anode, VE 150 S (L=270mm) | 35.42
0020027230 | Flange | 41.25
0020027231 | Fastening kit | 11.47
0020027232 | LC-Display | 202.19
0020027234 | Tube | 9.94
0020027239 | Casing | 77.35
0020027240 | Cable | 7.63
0020027242 | Tube | 12.21
0020027243 | Gasket, (x10) | 5.36
0020027244 | Cold water connection valve | 19.54
0020027245 | Cold/warm water connection | 21.44
0020027247 | Washer | 4.58
0020027248 | Printed circuit with display | 283.61
0020027249 | Button | 5.36
0020027265 | Safety switch | 69.21
0020027277 | Sieve | 1.9
0020027292 | Wiring harness SP/0 BASIC 24/28 SE | 77.35
0020027303 | Injector | 1.53
0020027305 | Control | 202.19
0020027313 | Conversion kit | 14.52
0020027470 | O-ring, 15.1x2.7, (x10) | 3.87
0020027485 | Electronic block 15-18kW | 175.05
0020027486 | Electronic block 21-24kW | 175.05
0020027487 | Electronic plate 9-12kW | 130.27
0020027488 | Electronic plate 21-24D | 197.06
0020027490 | Print. circuit board MOD V-1.3 | 11.41
0020027491 | Printed circuit board 80KLO | 67.64
0020027492 | Heating body convector 1kW | 35.42
0020027493 | Heating body convector 1,5kW | 41.25
0020027494 | Heating body convector 2kW | 50.48
0020027495 | Control board for gas b. K | 69.21
0020027496 | Control board for gas b. K-2 | 64.32
0020027497 | Control board for 50STO | 77.35
0020027499 | Electronic board KTO-H, KOO-H | 35.42
0020027500 | Display board | 29.88
0020027501 | Board LED5 in 1.0 for KXO v.12 | 13.71
0020027502 | Linear potentiometer 10K | 16.69
0020027504 | Ignition electrode | 9.23
0020027505 | Ignition electrode for KLO | 7.7
0020027506 | Ignition electrode for PLO | 7.7
0020027507 | Ionisation electrode | 12.69
0020027508 | Electrode ZE 588 | 10.36
0020027509 | Seal - fan | 5.36
0020027510 | Relay Eberle 410 16A 48V | 11.47
0020027512 | Switch net,big white | 8.41
0020027513 | Switch (failure) | 9.5
0020027514 | Thermal fuse ELTH | 6.89
0020027515 | Regulator-Thermostat | 9.94
0020027516 | 820 mV gas valve SIT | 128.8
0020027517 | Ign. control chim.S4560B1006 | 145.2
0020027518 | Conector with cable to SIT 820 | 12.18
0020027519 | Piezo ignitor NOVA | 10
0020027520 | Thermocouple 55mm, M9x1 | 12.69
0020027521 | Thermoelement 820 mV | 47.22
0020027522 | Coil NOVA 82 | 23.2
0020027523 | Burners pilot for PLO | 17.67
0020027524 | Burner pilot 820 mV | 23.37
0020027525 | Injector-burner-tube PB 1,7mm | 7.31
0020027526 | Rods holder 142.0106.00 | 1.9
0020027527 | Rods holder 'U' 142.0223.00 | 1.9
0020027528 | Smoke hat 20PLO, KLO | 82.78
0020027529 | Smoke hat 30 PLO,KLO | 82.78
0020027530 | Glass - talc | 4.44
0020027531 | Comb. valve (VK4105Q2010B) PB | 188.62
0020027532 | Gas valve VR4605 CB1025 | 223.91
0020027533 | Gas valve VR4605 DB1008 | 238.83
0020027535 | Thermostat-flue gases 70-110C | 23.2
0020027536 | Thermostat-flue gases - golden | 28.46
0020027537 | Thermostat-bim non-revers 95C | 10.76
0020027542 | Air vent 3/8 | 17.97
0020027544 | Ball corner valve 3/4 | 19.54
0020027545 | Non-return flap valve 3/4 | 12.49
0020027546 | DHW exchanger - s | 82.78
0020027547 | DHW exchanger C25 | 122.13
0020027549 | Expansion vessel 7L | 64.32
0020027550 | Expansion vessel 7L 3/8 | 68.03
0020027551 | Expansion vessel 10L | 55.09
0020027552 | Safety valve 250kPa 1/2 | 16.69
0020027553 | Safety valve 1/2-1/2 250kPa | 14.52
0020027554 | Safety valve 250kPa1/2-1/2out | 13.12
0020027555 | Saf. valve 300kPa1/2 - 1/2 MTR | 16.15
0020027557 | 4 sensor pit | 12.21
0020027558 | Seal - exch.-tank 40L 186mm | 21.44
0020027559 | C.-i. elements connect. BIASI | 6.92
0020027560 | Microswitch -3way valve | 6.89
0020027562 | Drive SQX 31.032+contacts | 841.34
0020027563 | Hot water distribution - K | 38.54
0020027566 | CW input - KTV, KOV | 55.09
0020027567 | Hydroblock S11 output | 202.19
0020027569 | Microswitch -hydroblock | 17.37
0020027570 | Manometer without logo - white | 14.63
0020027571 | Pressure sensor | 18.18
0020027572 | Thermostat slow-gold contacts | 26.62
0020027573 | Emerg.thermostat-gold contacts | 26.92
0020027574 | Thermostat (antifreeze) | 11.57
0020027575 | Thermostat bim.non-revers. | 13.41
0020027579 | Automatics LGB-burner (3015) | 480.38
0020027580 | Membrane - set - PFVCR03 | 23.2
0020027581 | Ignition electrodes | 18.58
0020027583 | Anode B200Z (040168) | 38.54
0020027584 | Burner pipe - PEVEKO | 47.22
0020027585 | Seal, tube A,B, (x10) | 9.94
0020027586 | El. block 120 SOOS | 325.68
0020027587 | Expansion vessel 10L-1/2 | 101.78
0020027589 | Safety valve 3/4 ZB-8 | 18.89
0020027590 | Auto.ign. control-turbo S4565CM1039B | 238.28
0020027591 | Display KLZ v.13 | 30.47
0020027592 | Flange, water tank 45 (.....) | 55.91
0020027593 | Wire - set J-1 | 41.25
0020027594 | Block KXV15-inlet | 175.05
0020027595 | Block KXV15-outlet | 202.19
0020027596 | Ignition electrodes | 18.18
0020027597 | Flow sensor CW | 26.19
0020027599 | block-inlet | 153.34
0020027600 | Wire, supply pump | 9.16
0020027601 | Control head TUV (15.0143) | 101.78
0020027602 | Membrane DHW (U 0024) | 12.31
0020027603 | Inlet valve (10.0203) | 14.02
0020027605 | Air pressure switch | 86.85
0020027606 | Casing front | 35.42
0020027608 | WIRE 24 BOV15 | 38.54
0020027610 | 3-WAY VALVE | 55.09
0020027611 | Expansion vessel 5L-W | 57.39
0020027612 | COOLING ROD 205mm | 9.16
0020027613 | Sensor to surface D 13-15mm | 7.88
0020027614 | Draft damper D126 BOVE | 50.48
0020027617 | EXPANSION VESSEL 2L | 69.21
0020027622 | Sensor immersion SO11010 | 8.84
0020027623 | WIRE Q 246 | 31.75
0020027624 | Expansion vessel 10L-W | 118.32
0020027625 | Thermomanometer TG | 26.92
0020027626 | Automatics SIT 577 DBC Sigma | 101.78
0020027627 | Gas valve SIT 848 Sigma | 108.56
0020027628 | Hall sensor (10.0042) | 36.09
0020027629 | Expansion vessel, 5l | 94.99
0020027630 | Auto ignition control S4565AM1074B | 223.91
0020027631 | Auto ignition control | 325.68
0020027632 | Control board 30KKZ | 86.85
0020027633 | Sensor SO10045 | 12.21
0020027634 | Sensor SO10044 | 12.79
0020027635 | Anode 33x200/M8 (6199202) | 16.69
0020027636 | Display board PL15 | 21.44
0020027637 | Fan RG 128/1300 | 145.2
0020027639 | Thermostat bim. revers. 95 C | 17.37
0020027640 | Heating body NM 3kW with cover | 44.24
0020027641 | Heating body NM 6kW with cover | 55.09
0020027643 | Anode to boiler 45l SANICELL | 41.25
0020027644 | Pump NFSL/PREMIUM-3-CRF-12 | 122.13
0020027645 | El. box for pump WILO | 23.2
0020027651 | Connector-el.motor-block S11 | 9.94
0020027652 | Flow sensor | 11.47
0020027653 | Control board 24KXV17 | 118.32
0020027656 | Ramp of burner 28kW-1.20-17-DIN | 31.75
0020027657 | Control board for 50SOO V 1.3 | 69.21
0020027659 | Thermocouple 820 mV | 12.69
0020027661 | Thermostat bim. revers. 80 C | 17.37
0020027662 | 3 sensor pit | 10.36
0020027663 | Tube-tank outlet KXZ v.12 | 35.42
0020027664 | Hydroblock S11 input | 188.62
0020027665 | Sealing ring 24x15x2, (x10) | 4.77
0020027666 | Ignition electrodes | 16.69
0020027668 | Wire | 16.69
0020027669 | Flow sensor - mechanic. | 14.52
0020027670 | Expansion vessel 7L-3/8 | 101.78
0020027671 | Air pressure switch HC | 26.19
0020027673 | Thermostat 3 cont. slow IMIT | 18.58
0020027674 | Exchanger 24kW 3+1/2+2 | 689.36
0020027675 | Supply of 30 KKZ | 55.09
0020027676 | Display board - J16 | 26.19
0020027677 | Auto ign. control S4960B1055B | 223.91
0020027678 | Coil for SIT SIGMA 840,843,845 | 44.67
0020027679 | Gas valve SIT 843 SIGMA G3/4 | 101.78
0020027680 | Gas valve SIT SIGMA 840.030 | 90.92
0020027681 | Return valve-plastic | 14.92
0020027682 | Pump NFSL12/6 HEP-3 | 108.19
0020027683 | Fan GR02410 | 64.32
0020027707 | Flue gas restrictor, d=38 mm | 19.54
0020027712 | Insulation | 11.47
0020027713 | Insulation | 11.47
0020027727 | Plate | 18.18
0020027773 | Nuts (x5) | 6.89
0020027774 | Tube connection | 41.25
0020027775 | Tube connection | 47.22
0020027776 | Tube connection | 23.2
0020027777 | Tube connection | 41.25
0020027778 | Tube | 16.69
0020027890 | By-pass tube | 3.87
0020027891 | Gasket fan | 6.07
0020027892 | Gasket fan | 6.89
0020027893 | PCB, ISOTWIN / MAX 25KW | 175.05
0020027894 | PCB, ISOTWIN / MAX 30KW | 359.53
0020027896 | Kit connection tube | 55.09
0020027897 | Printed circuit board | 115.35
0020027900 | Coupling, dhw system boiler | 69.21
0020027901 | Printed circuit | 77.35
0020027964 | Guide plate (deflector), kit of 2 | 23.2
0020027965 | Transformer | 23.2
0020027973 | Valve, 4-way | 69.21
0020027976 | Capacitor, compressor | 47.22
0020027987 | FAN | 94.99
0020027991 | Valve, gas service | 31.75
0020027996 | Condensate drain, with lamellas | 29.04
0020028053 | Tube | 77.35
0020028054 | Tube | 77.35
0020028055 | Tube | 59.44
0020028057 | Cable tree | 19.54
0020028059 | Connection cable | 19.54
0020028112 | Washer | 19.54
0020028121 | Water filter | 1.91
0020028221 | Flue gas restrictor, d=43.5 mm | 2.31
0020028391 | Cover, DN 80, flue gas cap | 15.33
0020028392 | packing ring EPDM (65) | 19.54
0020028393 | Flue gas cap DN 130 | 130.27
0020028394 | Wall seal DN 130 | 26.19
0020028395 | Flue gas duct (130 x 700) | 82.78
0020028396 | Grille, 240 x 240 | 23.2
0020028413 | Printed circuit | 160.13
0020028537 | Sensor, VR 20 | 137.06
0020028538 | Sensor, VR 21 (DCF) | 137.06
0020028665 | heating element 230V / 2kW | 544.16
0020028666 | heating element 400V 6kW cpl. | 689.36
0020028696 | Gas conversion set G20-> AP | 6.07
0020028823 | Non-return valve | 11.47
0020028824 | Non-return valve | 11.47
0020028825 | Non-return valve | 8.41
0020028826 | Support, grey | 4.58
0020028827 | Support, grey | 4.58
0020028828 | Support, grey | 6.89
0020028829 | Cover, white | 12.99
0020028830 | Cover, white | 6.07
0020028831 | Cover, white | 6.07
0020028832 | Hose, 6 m (outlet) | 41.25
0020028833 | Hose, 6 m (outlet) | 41.25
0020028834 | Hose, 6 m (outlet) | 29.04
0020028887 | Connection | 21.44
0020028902 | RIGHT HANDLE | 44.24
0020028912 | FAN | 101.78
0020028918 | Remote control | 44.24
0020028919 | Remote control | 77.35
0020028924 | Support, fan motor | 13.71
0020028936 | Fan propeller | 55.09
0020028948 | Motor, fan | 130.27
0020028949 | Fan propeller | 59.44
0020028954 | Printed circuit board | 325.68
0020028955 | Printed circuit board | 223.91
0020028957 | Fan, tangential | 23.2
0020028974 | FAN SHAFT UNION | 23.2
0020028990 | Fan, tangential | 50.48
0020029018 | Support | 41.25
0020029019 | Cover DN 80 | 55.09
0020029020 | connection set (condensate) DN 18 | 86.85
0020029021 | T-piece, DN 100 x 220 PP | 47.22
0020029022 | Cover DN 100 | 44.24
0020029023 | Condensate drain | 55.09
0020029024 | Condensate trap, DN 32-40 | 41.25
0020029025 | Support bracket | 31.75
0020029026 | Connection set condensate, DN 32 | 41.25
0020029027 | Cap | 59.44
0020029480 | Tube | 21.44
0020029481 | Pipe vortex | 19.54
0020029483 | Pipe highter vortex | 23.2
0020029484 | Pipe heat exchanger / vortex | 23.2
0020029485 | Pipe highter vortex | 12.21
0020029486 | Pipe highter vortex | 12.21
0020029487 | Pipe highter vortex | 12.21
0020029488 | Pipe highter vortex | 12.99
0020029489 | Tube, higher vortex | 10.72
0020029490 | Upper Vortex Tube | 12.99
0020029491 | Pipe highter vortex | 10.72
0020029493 | Pipe vortex / 3WV | 11.47
0020029494 | Pipe, lower vortex | 21.44
0020029495 | Pipe lower vortex | 13.71
0020029604 | Impeller from aqua sensor | 11.41
0020029605 | Clip, (x10) | 7.63
0020029694 | Pump (heating) | 253.76
0020029695 | Tube | 35.42
0020029696 | Tube | 18.18
0020029697 | Tube | 38.54
0020029707 | Fan, tangential | 38.54
0020029711 | TOP COVER | 50.48
0020029721 | Modulo inverter+radiator | 480.38
0020029722 | Printed circuit board | 145.2
0020029723 | Electronics, power module | 297.18
0020029735 | Receiver | 38.54
0020029754 | Compressor | 480.38
0020029766 | FRONT COVER | 69.21
0020029767 | FRONT COVER | 64.32
0020029778 | Remote control | 77.35
0020029779 | Receiver | 64.32
0020029780 | Printed circuit board | 202.19
0020029781 | Remote control | 101.78
0020029782 | PCB | 202.19
0020029788 | Printed circuit board | 188.62
0020029790 | RIGHT SIDE PANEL | 55.09
0020029795 | PCB | 86.85
0020029835 | Control, reactance | 94.99
0020029836 | Printed circuit board, capacitors | 94.99
0020029837 | Compressor | 449.17
0020029842 | Printed circuit board, inverter module | 419.31
0020029856 | REMOTE CONTROL | 94.99
0020029857 | PCB | 137.06
0020029888 | Coil | 175.05
0020029907 | COMPRESSOR'S CONDENSER | 38.54
0020029910 | CONDENSER | 47.22
0020029911 | Capacitor, compressor | 38.54
0020029919 | FAN'S CONDENSER | 50.48
0020029986 | BOBINA VALVOLA ESPANS.ELETTR. | 59.44
0020029990 | Filter, electromagnetic | 94.99
0020030001 | Printed circuit board, power module | 325.68
0020030036 | Transformer | 19.54
0020030040 | Motor, fan | 130.27
0020030041 | Motor, fan | 160.13
0020030042 | Capacitor, compressor | 44.24
0020030044 | Capacitor, fan | 44.24
0020030045 | Capacitor, fan | 50.48
0020030053 | Printed circuit board, power module | 297.18
0020030063 | Sensor, temperature | 47.22
0020030065 | Printed circuit board, capacitors | 90.92
0020030072 | GAS SERVICE VALVE | 35.42
0020030075 | Printed circuit board, main | 122.13
0020030097 | Printed circuit board, inverter module | 325.68
0020030101 | Sensor, Discharge | 6.07
0020030102 | Sensor, defrosting | 31.75
0020030107 | Printed circuit board | 238.83
0020030110 | Printed circuit board, main | 101.78
0020030115 | Printed circuit board, power module | 108.56
0020030120 | Printed circuit board, PFC module | 153.34
0020030122 | COIL | 283.61
0020030126 | AIR FILTER | 47.22
0020030133 | Trasformatore | 55.09
0020030134 | Fan Condenser | 38.54
0020030135 | Sensor, temperature | 55.09
0020030137 | Receiver, set | 64.32
0020030142 | FRONT COVER | 108.56
0020030143 | LEFT/RIGHT SUPPORT SET | 35.42
0020030144 | RECEIVER | 82.78
0020030145 | LEFT SIDE CASE | 44.24
0020030146 | RIGHT SIDE CASE | 44.24
0020030147 | GRILL | 94.99
0020030148 | AIR FILTER | 26.19
0020030149 | GRILLE LOCKS | 9.94
0020030150 | TOP COVER | 44.24
0020030151 | FAN | 69.21
0020030152 | FAN WHEEL | 69.21
0020030153 | DRAIN PAN | 108.56
0020030156 | FAN MOTOR SET | 188.62
0020030162 | TRANSFORMER | 59.44
0020030166 | FAN'S SUPPORT | 44.24
0020030167 | LIQUID SERVICE VALVE | 38.54
0020030170 | Capacitor, compressor | 44.24
0020030177 | Printed circuit board, main | 82.78
0020030193 | Sensor, temperature | 86.85
0020030195 | Reactance coil | 130.27
0020030197 | Printed circuit board, LED | 160.13
0020030200 | Pressure safeguard, high pressure | 69.21
0020030201 | Coil, EEV, red | 86.85
0020030203 | Coil, EEV, blue | 86.85
0020030204 | Coil, EEV, green | 82.78
0020030205 | Motor, fan | 238.83
0020030206 | Compressor | 1222.66
0020030208 | Valve, 4-way | 115.35
0020030210 | ACCUMULATOR | 188.62
0020030213 | ELECTRONIC EXPANSION VALVE | 86.85
0020030214 | Expansion valve, electronic | 160.13
0020030217 | Sensor | 55.09
0020030222 | Printed circuit board, power module | 283.61
0020030229 | ACCUMULATOR | 188.62
0020030231 | Capacitor, fan | 44.24
0020030232 | Capacitor | 77.35
0020030233 | Sensor | 82.78
0020030235 | CRANKCASE HEATER | 44.24
0020030236 | PCB | 175.05
0020030254 | Service Valve 3/4 | 50.48
0020030262 | Printed circuit board | 223.91
0020030269 | REAR GRILLE | 115.35
0020030295 | PCB | 253.76
0020030296 | PCB | 253.76
0020030298 | PCB | 544.16
0020030325 | Motor, fan | 360.96
0020030327 | Capacitor, compressor | 160.13
0020030329 | FAN'S CONDENSER 5uF | 94.99
0020030331 | OUTDOOR TEMPERATURE SENSOR | 44.24
0020030333 | COIL SENSOR | 55.09
0020030350 | FANS SUPPORT | 23.2
0020030351 | Panel, right | 26.19
0020030352 | Cover, top | 26.19
0020030353 | Cover, top | 26.19
0020030356 | REAR GRILLE | 26.19
0020030357 | Grille, rear | 29.04
0020030359 | Grille, front | 26.19
0020030361 | Motor, fan | 101.78
0020030362 | Motor, fan | 115.35
0020030365 | Terminal block (output) | 11.47
0020030367 | PCB SET | 86.85
0020030368 | LIQUID SERVICE VALVE | 23.2
0020030369 | GAS SERVICE VALVE | 23.2
0020030370 | Fan shaft bearing | 12.99
0020030371 | Fan, tangential | 19.54
0020030373 | Fan propeller | 50.48
0020030374 | RIGHT HANDLE | 16.69
0020030376 | LEFT HANDLE | 26.19
0020030377 | Handle, left | 29.04
0020030391 | Cover, right | 23.2
0020030392 | Valve, liquid service | 26.19
0020030394 | Motor, air swing | 15.33
0020030408 | Valve, 4-way | 64.32
0020030424 | TERMINAL BLOCK (INPUT) | 15.33
0020030447 | Valve, 4-way | 64.32
0020030453 | Printed circuit board | 175.05
0020030465 | RIGHT HANDLE | 44.24
0020030469 | LEFT HANDLE | 44.24
0020030474 | FAN MOTOR | 188.62
0020030475 | FAN | 101.78
0020030479 | LIQUID SERVICE VALVE | 26.19
0020030486 | Fan, tangential | 50.48
0020030493 | DRAIN PAN | 108.56
0020030511 | AIR SWING MOTOR | 44.24
0020030530 | LOW PRESSURE SWITCH | 153.34
0020030532 | FANS CONDENSER | 59.44
0020030534 | Transformer | 86.85
0020030538 | Capacitor, compressor | 77.35
0020030549 | LIQUID SERVICE VALVE | 35.42
0020030550 | A-GAS SERVICE VALVE | 35.42
0020030551 | B-GAS SERVICE VALVE | 35.42
0020030552 | A-GAS SERVICE VALVE | 35.42
0020030561 | REAR GRILLE | 64.32
0020030567 | Transducer | 130.27
0020030568 | Valve | 419.31
0020030577 | COIL | 297.18
0020030579 | VENTILATION GROUP | 392.17
0020030580 | AIR FILTER | 35.42
0020030586 | Sensor | 59.44
0020030588 | Printed circuit board | 175.05
0020030594 | VENTILATION GROUP | 325.68
0020030608 | Valve, 4-way, R410a 8,5kW | 69.21
0020030633 | COMPRESSOR S CONDENSER | 64.32
0020030637 | COMPRESSOR | 650
0020030643 | FAN | 130.27
0020030666 | SILENTBLOCK SET | 44.24
0020030694 | Relay, A16-30-01 | 175.05
0020030698 | 4-ways valve | 94.99
0020030700 | PRESSURE TRANSDUCER | 115.35
0020030701 | 4-WAYS VALVE | 238.83
0020030833 | Burner 35kw 18 blades | 82.78
0020030834 | Burner 35kw 18 blades | 44.24
0020030973 | Sensor, CO | 160.13
0020031188 | Reducing ring A- | 8.41
0020031189 | Bush, tundish | 41.25
0020031190 | Front panel | 188.62
0020031191 | Sensor, NTC with cable | 18.18
0020031192 | Handle, filter | 26.19
0020031193 | Harness, bypass | 16.69
0020031194 | Harness | 16.69
0020031195 | Printed circuit | 283.61
0020031196 | ExaControl L1 | 188.62
0020031197 | Connection, plug | 44.24
0020031198 | Plugs | 3.87
0020031199 | Band | 9.94
0020031200 | Fan | 449.17
0020031201 | Fan | 607.94
0020031202 | Heat exchanger | 993.32
0020031203 | Heat exchanger | 917.33
0020031334 | Cap, (x5) | 47.22
0020031526 | Wiring harness | 21.44
0020031753 | Connection | 1.9
0020031766 | Box | 130.27
0020031767 | Pressure safeguard | 16.69
0020031812 | Expansion vessel 2L | 115.35
0020031930 | Filter (Kit with pipes) | 59.44
0020031931 | Filter | 35.42
0020031959 | Compressor (Scroll) 06 kW | 1933.73
0020031960 | Compressor (Scroll) 08 kW | 1933.73
0020031961 | Compressor (Scroll) 10 kW | 1831.95
0020031962 | Compressor, (Scroll) 14 kW | 1933.73
0020031963 | Compressor, (Scroll) 17 kW | 1933.73
0020031965 | Condenser 06 kW | 1031.32
0020031966 | Condenser 08 kW | 1145.31
0020031967 | Condenser 10 kW | 1222.66
0020031968 | Condenser 14 kW | 1376
0020031969 | Condenser 17 kW | 1527.98
0020031970 | Evaporator 06 kW | 917.33
0020031971 | Evaporator 08 kW | 763.99
0020031972 | Evaporator 10 kW | 1450.63
0020031973 | Evaporator 14 kW | 1527.98
0020031974 | Evaporator 17 kW | 1527.98
0020031975 | Filter-dryer 14-17 kW | 55.09
0020031976 | Front panel (above) | 253.76
0020031977 | Expansion valve thermostatic 8kW | 130.27
0020031978 | Expansion valve thermostatic 10-14 kW | 130.27
0020031979 | Expansion valve thermostatic 17 kW | 122.13
0020031980 | Switch high pressure | 77.35
0020031981 | Sensor high pressure | 150.53
0020031982 | Switch low pressure | 50.48
0020031983 | Side panel (left) | 223.91
0020031984 | Expansion vessel | 59.44
0020031985 | Filter-dryer 06-10 kW | 44.24
0020031986 | Heat exchanger (superheater) 14-17 kW | 145.2
0020031987 | Side panel (right) | 223.91
0020031988 | Front panel (top) | 223.91
0020031989 | Cover | 101.78
0020031990 | Cover, rear | 55.09
0020031991 | Side panel (right) | 283.61
0020031992 | Side panel (left) | 283.61
0020031993 | Front panel, top | 360.96
0020031994 | Cover | 86.85
0020031995 | Cover, rear | 86.85
0020031996 | Casing, control | 82.78
0020031997 | Cable tree (harness), compressor 06-10kW | 26.19
0020031998 | Pump, RS25/7 B, Brine circuit | 202.19
0020031999 | Front panel | 137.06
0020032000 | Harness, sensor | 69.21
0020032001 | Sealing ring, 1 1/4, (kit of 3) | 5.36
0020032002 | Harness, User Interface | 11.41
0020032003 | Harness, vrnet-adapter | 10.48
0020032004 | Harness, front panel | 6.7
0020032005 | Fastening kit, printed circuit | 21.44
0020032006 | Covering plate, RL 400 | 297.18
0020032007 | Cover | 122.13
0020032008 | Valve | 122.13
0020032085 | Wiring harness | 35.42
0020032086 | Adapter, plug | 35.42
0020032151 | Set-casc.controller-E8.4401-KROMSCHRODER | 607.94
0020032290 | Wiring harness | 64.32
0020032302 | Cable tree | 59.44
0020032303 | Cable tree | 35.42
0020032365 | Printed circuit (set) | 283.61
0020032374 | Control | 122.13
0020032375 | Socket | 5.36
0020032742 | Fastening kit (gas pipe) | 26.19
0020032744 | Filter | 41.25
0020032771 | Screw, M10x20, (x10) | 15.33
0020032772 | Flange | 50.48
0020032773 | Cap | 31.75
0020032774 | Plug | 50.48
0020032775 | Casing | 268.69
0020032776 | Casing | 449.17
0020032777 | Casing | 449.17
0020032778 | Pin, with bush, (x6) | 35.42
0020032779 | Cover | 50.48
0020032780 | Cover | 90.92
0020032781 | Cover | 86.85
0020033121 | Burner with flange HRG 22 | 122.13
0020033122 | Burner with flange HRG 30 | 122.13
0020033143 | Electronic plate 18-15D | 157.14
0020033146 | Electronic block 50 SOO v.12 | 297.18
0020033161 | Heating body convector 0,5kW | 38.54
0020033166 | Control board for 50STR | 38.54
0020033169 | Filter board EMI-1 | 9.94
0020033170 | Ionisation cable | 2.68
0020033172 | Operation board for 80KLR V1.4 | 115.35
0020033173 | Electronic plate for KLZ-V1.2 | 38.54
0020033175 | Cable 2+1 gangue (flexo) | 6.89
0020033176 | Fuse T 80MA | 2.31
0020033178 | Glass fuse 1A T/35 | 1.53
0020033179 | Fuse T1,6 A 5x20 | 1.91
0020033182 | Glim lamp - orange H8580AB | 3.87
0020033183 | Glim lamp - red | 4.77
0020033184 | Glim lamp - transparent H858HB | 6.54
0020033196 | Noise suppressing filter | 29.04
0020033197 | Ign. electrode - pilot burner | 6.07
0020033198 | Ignition electrode - set | 14.52
0020033200 | Ionisation electrode | 11.57
0020033204 | Fan adapter | 3.87
0020033205 | Fan adapter Al 60x2x55 | 4.58
0020033206 | Fan ring D33 | 4.58
0020033207 | Fan ring D39 | 3.87
0020033215 | VN ionisation cable for KLZ | 2.96
0020033218 | Bushing AL GP 13,5 | 3.05
0020033220 | Bushing AL GP 21 | 4.58
0020033221 | Cable grommet 9mm | 3.05
0020033227 | Rocker switch T8600VB BLK/BLK | 3.87
0020033228 | Switch - Summer/Winter | 3.8
0020033230 | Switch - function switch | 6.07
0020033231 | Switch green,small | 8.57
0020033232 | Switch light | 11.47
0020033233 | Mains On/Off switch | 4.62
0020033236 | Reset switch - 1 pole | 5.01
0020033239 | Counterpart 6 poles - 6,3mm | 2.31
0020033240 | Terminal board | 1.53
0020033241 | Bubble of 1 pole switches | 1.53
0020033248 | Seal - screw to con. NOVA 820 | 1.53
0020033249 | Seal - screw to con. NOVA 824 | 1.53
0020033250 | 500 mm cable NOVA | 7.7
0020033251 | Screwing with cone 6mm | 2.3
0020033253 | Cover of flame control | 3.05
0020033255 | Thermocouple interruptor-body | 9.32
0020033256 | Thermocouple interrupt.-con. | 5.36
0020033261 | Terminal cap RSD 88 | 1.91
0020033263 | Silicon hose to manostat | 3.05
0020033265 | Pressure well | 3.8
0020033266 | Burner Polidoro - 24 kW | 78.39
0020033268 | Burner Polidoro - 12 kW | 64.32
0020033270 | Burner - tube for c.i. boiler | 21.44
0020033272 | Burner 18 arm 401.0262.12 | 108.56
0020033273 | Injector for NG NP 120 | 1.91
0020033274 | Injector for PB NP 72 | 1.15
0020033277 | Injector-burner-tube 2,65mm | 3.05
0020033278 | Cooling rod | 10.72
0020033279 | Holder 110 | 3.87
0020033280 | Holder 114 | 5.36
0020033281 | Injector G 27.2-pilot burner | 2.69
0020033294 | Flange - insp. hole T v.12 | 1.9
0020033297 | Sensing tube - fan | 8.41
0020033299 | Fan holder-v.12 | 5.36
0020033302 | Thermostat bim. revers. 65 C | 6.7
0020033303 | Thermostat bim. revers. 85 C | 6.89
0020033304 | Thermostat bim.non-revers.65 C | 16.86
0020033305 | Thermostat bim.non-revers.80 C | 22.48
0020033306 | Thermostat bim.non-revers.85 C | 10.72
0020033311 | Direct flange - gas valve | 10.72
0020033312 | Direct flange - prolonged | 9.94
0020033313 | Direct flange 45-002-473-003 | 12.21
0020033314 | Corner flange - gas valve | 9.16
0020033315 | Corner flange 45-900-400-125 | 11.47
0020033316 | Corner flange+3/4 matrix-mod. | 16.69
0020033317 | Direct flange+3/4 matrix | 9.94
0020033319 | Con.-compound 45-900-429-026 | 18.89
0020033326 | Hose armoured 3/8-3/4-200mm | 11.47
0020033327 | Air vent 1/4 | 5.36
0020033328 | Ball valve 1/2 | 9.94
0020033329 | Ball corner valve 1/2 | 15.33
0020033330 | Ball valve 3/4 with drainage | 16.85
0020033331 | Drain valve 1/4 | 5.36
0020033333 | Plug G 5/4 II | 12.21
0020033335 | SCREWING VE4302-1/2 | 6.89
0020033336 | Screwing VE 4302-3/4 | 10.94
0020033344 | Clip for exchanger | 2.41
0020033350 | Nut to pins | 0.81
0020033353 | Seal 58x43-2 (x5) | 9.16
0020033355 | Pin with thread M10x240-3sect. | 2.68
0020033356 | Pin with thread M10x325-4sect. | 3.87
0020033357 | Pin with thread M10x407-5sect. | 3.87
0020033358 | Pin with thread M10x492-3sect. | 4.58
0020033359 | Retaining ring (MPMV34) | 1.9
0020033360 | Scanner disc (MPMV3310) | 1.91
0020033362 | Teflon ring (MPMV 3315) | 3.87
0020033364 | O-RING (MPMV 3325) (x10) | 10.72
0020033365 | Spring of safety sensor TG | 2.3
0020033366 | Sensor spring - to pit 3/4 | 2.3
0020033368 | CW input - II with DHW | 23.2
0020033382 | HW outlet from exch. III KXZ | 5.36
0020033388 | Outlet of HW KTV, KOV | 47.22
0020033400 | CW input to expanssion vessel | 9.94
0020033415 | Exp. vessel tube KTZ,KOZ v.12 | 12.21
0020033417 | Tube - tank input KTZ,KOZ v.12 | 29.04
0020033422 | Hydroblock-S03-input | 175.05
0020033425 | Connecting pipe A | 16.15
0020033426 | Connecting pipe B | 16.15
0020033427 | Clip for microswitch | 2.69
0020033428 | Clip for by-pass | 2.68
0020033429 | Clip for tube A,B | 2.69
0020033430 | Clip to electromotor block | 2.07
0020033431 | Seal OR 2068 (x10) | 10.72
0020033432 | Seal OR 2056 (x10) | 9.94
0020033433 | Seal, OR 2050, (x10) | 5.71
0020033438 | Pad TG | 1.9
0020033439 | Valve back check 1/2 12mmdr | 6.07
0020033440 | Valve back check TG 1/4 | 6.89
0020033441 | Electric box (MPMV15/1) | 4.58
0020033442 | Knob TG II | 2.68
0020033444 | Limit screw TG | 1.44
0020033445 | Limiting spring TG | 1.19
0020033447 | Knob to convector | 3.05
0020033448 | Clip - thermostat capillary | 5.36
0020033450 | Capillary spring 1 | 1.53
0020033451 | Clip C - thermostat capillary | 3.05
0020033452 | Thermofuse holder-diam 18mm | 1.48
0020033454 | Control knob - D | 5.38
0020033455 | Control knob spindle - D2 | 1.92
0020033456 | Thermofuse clip II | 1.53
0020033457 | Clip 46x0,5 shape C | 1.53
0020033458 | Thermostat spring | 2.68
0020033459 | Clip of tank sensor | 2.68
0020033462 | Grommet I 326 14mm | 3.8
0020033463 | Sealing ring, klingerit 30x20x2, (x10) | 7.58
0020033466 | O-RING 17,6X2,3 - SILICONE (x10) | 6.07
0020033467 | O-Ring, 18x3,5, (x10) | 2.69
0020033468 | O-ring 22,4x2,65 (x10) | 4.73
0020033472 | Gasket, 30x22x2, (x10) | 6.07
0020033473 | Gasket, 15x8x2, (x10) | 2.69
0020033474 | Seal 51x41x4 (007172) (x5) | 12.21
0020033476 | Seal klingerit 60x40x2 (x5) | 11.41
0020033477 | Seal klingerit 60x40x2 IT 200 (x5) | 11.47
0020033478 | Seal klingerit 70x50x3 (x5) | 13.27
0020033480 | Glass rope 5x5 - sealing | 3.59
0020033481 | Packing cord - 15x2 | 4.58
0020033482 | Packing cord - self-stick | 4.58
0020033484 | Elbow zinc 3/4 | 3.87
0020033486 | Flange 6/4 - 318 oval | 44.24
0020033487 | Corner flange DN15 R3612 | 11.47
0020033490 | Plug 1/2 | 5.36
0020033501 | Transformer - ignition (3514) | 108.56
0020033511 | Ignition cable (1014) | 16.69
0020033512 | Flame watcher (3005) | 69.21
0020033515 | Transformer - ignition (3513) | 160.13
0020033516 | Transformer - ignition (3515) | 9.16
0020033517 | Pressure watcher LGW (3675) | 175.05
0020033520 | Magnetic valve AS (4016) | 145.2
0020033521 | Condenser 4 mF (3405) | 35.42
0020033524 | Insulation SK 184x168 | 7.58
0020033525 | Insulation SK 320x217 | 11.2
0020033542 | Cover - Operation panel v.12 | 15.33
0020033547 | Oper. panel-for 50STR-H | 13.71
0020033552 | Display lens30 | 1.15
0020033553 | Electric box for NL-NO | 12.99
0020033554 | Screw - M4 | 1.53
0020033555 | Clamping spring 16 mm | 1.19
0020033564 | Burner insulation 20 PLO | 7.48
0020033565 | Burner insulation 20 KLO v.12 | 10.72
0020033567 | Burner insulation 30 KLO v.12 | 14.52
0020033569 | Burner insulation 40 TLO | 11.89
0020033570 | Burner insulation 40 KLO v.12 | 14.52
0020033572 | Burner insulation 50 KLO v.11 | 21.44
0020033576 | Breaker insulation 30 PLO | 9.94
0020033577 | Insulation 165x183 | 8.46
0020033578 | Insulation 185x218 | 7.58
0020033579 | KERANAP 195x555 | 12.49
0020033580 | Insulation 204x218 | 9.5
0020033581 | KERANAP 215x285 | 9.94
0020033582 | KERANAP 215x310 | 12.24
0020033583 | KERANAP 245x415 | 13.27
0020033584 | Insulation SK 300x217 | 12.38
0020033585 | KERANAP 40 | 14.52
0020033586 | KERANAP 80 | 26.19
0020033588 | Wire Q009 KJ | 11.47
0020033591 | Fuse F 0,8A | 1.15
0020033592 | Fuse F 100 MA/35 | 1.53
0020033594 | Tube fuse 500MA | 1.15
0020033595 | Line fuse casing - PL PF-16-85369085 | 2.68
0020033599 | Combustion chamber 24-v.12 | 23.2
0020033601 | Smoke hat 20PLOS, TLO | 64.32
0020033602 | Smoke hat 30 PLOS,TLO | 69.21
0020033610 | Heat exchanger NL 3 elements | 841.34
0020033611 | Heat exchanger NL 4 elements | 993.32
0020033613 | Heat exchanger NL 6 elements | 1298.65
0020033615 | Heat exchanger TLO 3 elements | 514.3
0020033617 | Heat exchanger TLO 4 elements | 572.65
0020033622 | Plug 1/2 - antifreeze | 8.41
0020033624 | Nut 3/4 low | 1.91
0020033630 | Frame - gas boiler - T v.12 | 64.32
0020033631 | Convector cover 0,5-1kW-front | 38.54
0020033632 | Convector cover 0,5-1kW-back | 35.42
0020033633 | Convector cover 1,5kW-front | 35.42
0020033634 | Convector cover 0,5-1kW-back | 35.42
0020033635 | Convector cover 2kW-front | 44.24
0020033636 | Convector cover 2kW-back | 47.22
0020033688 | Pressure monitor (flue gas) | 31.75
0020033689 | Cable tree (pressure safeguard) 280 kW | 44.24
0020033709 | Blind flange to oper.panel | 1.53
0020033725 | Burner holder 120L | 15.33
0020033726 | Burner holder 120P | 12.21
0020033729 | Burner insulation 1 | 35.79
0020033730 | Burner insulation 50 PLO v.11 | 29.04
0020033736 | Exchanger insulation 20 v.13 | 21.44
0020033737 | Exchanger insulation 30 v.13 | 26.19
0020033742 | Wire V035I | 2.96
0020033745 | Wire V080F | 4.77
0020033746 | Wire V080I | 4.77
0020033749 | Wire VN 040I | 3.87
0020033750 | Wire VN 040Z | 5.71
0020033751 | Wire VN 010 | 3.08
0020033752 | Wire VN 032 | 11.41
0020033753 | Wire VN 060Z | 5.36
0020033754 | Wire VN 060I | 5.36
0020033755 | Wire VN 063Z | 9.72
0020033756 | Wire VN 080 | 18.18
0020033757 | Wire VN 100IF | 7.97
0020033764 | Down panel 24T | 9.94
0020033768 | Top cover 40 NL | 38.54
0020033774 | Panel cover 80KLO | 18.18
0020033780 | Comb. chamber front cover 12 | 9.94
0020033781 | Combustion chamber cover 24 | 64.32
0020033782 | Comb. chamber front cover 24 | 14.52
0020033784 | Back cover 80LI | 38.54
0020033785 | Bearing frame 12 KTZ v.12 | 69.21
0020033788 | Middle hinge nicl | 3.87
0020033789 | Cover-turbo front 50 STR,STO | 41.25
0020033790 | Smoke hat 12 | 41.25
0020033791 | Smoke hat 120 SOR,SOO | 101.78
0020033792 | Smoke hat 20LI v.13 | 59.44
0020033793 | Smoke hat 24 v.11 | 47.22
0020033794 | Smoke hat 24 v.12 | 59.44
0020033795 | Smoke hat 30LI v.13 | 55.09
0020033796 | Insp. hole of comb. chamber | 2.31
0020033797 | Thermal reflector 20 LI v.13 | 6.89
0020033798 | Thermal reflector 30 LI v.13 | 6.07
0020033802 | Gas distribution 120 SOR,SOO | 55.09
0020033803 | Tube 6x320 mm | 6.92
0020033807 | Tube Cu input 50 STR,STO | 65.69
0020033809 | Gas tube 50 STR,STO | 14.52
0020033811 | Distrib.pipe HW 120SOR,SOO-I | 14.92
0020033812 | Distrib.pipe HW 120SOR,SOO-II | 18.89
0020033813 | Distrib.pipe HW 12OSOR,SOO-III | 38.54
0020033815 | Tube CHW - 50 SOO | 59.44
0020033820 | Tube exch.-pump 24 KXZ v.12 | 16.69
0020033821 | Exchanger tube -I- 120 SOR,SOO | 21.44
0020033822 | Exchanger tube -II-120 SOR,SOO | 29.04
0020033823 | Exchanger tube -III-120SOR,SOO | 27.21
0020033825 | Sealed chamber 24 KTX v.12 | 55.09
0020033828 | Flue gas outlet 50 STR,STO | 31.75
0020033829 | Semi-turbo diffuser PT | 8.41
0020033830 | Limit screw | 3.87
0020033831 | Panel cover KLO,PLOv.13-plast. | 9.94
0020033832 | Electrodes 12,24 KXX | 18.28
0020033833 | Gas collector | 90.92
0020033834 | Term. modul KLO,PLO v.13-plast | 3.8
0020033835 | Nut 1/2 low | 2.31
0020033836 | Nut 3/8 low | 1.53
0020033838 | Plastic cable grommet | 1.77
0020033842 | Plastic frame (PL) 344x154 | 5.36
0020033843 | Reduction NL | 4.58
0020033844 | Exp. modul KLO,PLO v.13-plast. | 6.7
0020033846 | Front cover of com.chamber 120 | 11.47
0020033847 | Screwing of burner 45mm | 12.99
0020033848 | Screwing 50 STR,STO | 6.07
0020033849 | Semi-turbo body 30 | 14.52
0020033850 | Side seal 24 | 3.87
0020033851 | Face seal 24 | 1.9
0020033852 | Seal - VN cables (x5) | 15.33
0020033853 | Nipple 3/4 | 10.72
0020033855 | Nipple of air vent | 5.36
0020033860 | Plug of hydroblock 1/8 | 8.41
0020033861 | Diffuser set 24 KTX | 5.36
0020033863 | Distributor set | 35.42
0020033864 | Insul.-upper cover 20Li v.13 | 8.41
0020033865 | Thermal reflector-II-20LIv.13 | 6.89
0020033866 | Electric box for PLO, KLO v.13 | 12.61
0020033868 | Insulation of upper cover 30LI | 9.94
0020033871 | Tube Cu burner LI v.13-210mm | 11.15
0020033872 | Cable set KLO v.13 | 47.22
0020033873 | Cable set PLO v.13 | 64.32
0020033874 | Screwing 1/2 modified | 7.63
0020033876 | KERANAP 50 | 9.16
0020033878 | Thermostat holder for Li 30,50 | 2.68
0020033880 | Reduction-saf.valve G1/2-3/4 | 23.2
0020033881 | Flue gas outlet 12 T | 31.75
0020033883 | Comb. chamber GB 28kW | 26.19
0020033884 | Bearing frame PL 28kW | 55.09
0020033885 | Insulation SK 204x340 | 6.89
0020033886 | Insulation SK 150x184 | 5.36
0020033887 | Insulation SK 204x360 | 29.04
0020033892 | Fan outlet PL 28kW | 14.52
0020033899 | Tube-CHW, HHW connect. 80,100E | 9.16
0020033900 | Tube - DHW connection 80,100E | 9.16
0020033902 | Wire - N085 | 12.21
0020033904 | El.box grommet | 1.53
0020033905 | Wire Q027 VJ | 0.81
0020033907 | Tube HHW - LI v.13 | 26.19
0020033908 | Tube CHW - LI v.13 | 12.21
0020033910 | Hinges L+R-front cover LI v.13 | 4.58
0020033911 | Blind flange PLO v.13 | 0.81
0020033916 | Burner holder for 40KLO v.13 | 55.09
0020033917 | Exchanger insulation 40 LI v13 | 23.2
0020033918 | KERENAP 40LI v.13-357x207 | 29.04
0020033919 | Insulation cover LI v.13 | 9.94
0020033920 | Smoke hat 40 Li v.13 | 64.32
0020033921 | Limiting pin 70004250 | 1.15
0020033922 | Thermal reflektor 40 Li v.13 | 7.63
0020033923 | Smoke hat 50 LI v.13 | 64.32
0020033925 | Insulation cover 50 LI v.13 | 29.04
0020033926 | Exchanger insulation 50LI v.13 | 31.75
0020033927 | Therm. reflector 50 LI v.13 | 9.94
0020033928 | KERENAP 50 LI v.13 442x207 | 29.04
0020033929 | Insul.-upper cover 50 LI | 9.94
0020033930 | KERENAP 40PLO v.13 357x207 | 26.19
0020033931 | KERENAP 50PLO v.13 442x207 | 29.04
0020033932 | Sealing ring, AFM 34 18x10x2, (x10) | 1.9
0020033933 | Burner insulation 20PLO v.13 | 10.72
0020033934 | Burner insulation 30PLO v.13 | 15.33
0020033935 | Tube-exch.-hydrobl.24KXO v.13 | 16.69
0020033941 | Exch. element marginal L - G1 | 153.34
0020033942 | Exch. element marginal R - G1 | 188.62
0020033943 | Exch. element middle M - G1 | 130.27
0020033944 | C-I elements connect. 47x36-G1 | 7.58
0020033946 | Seal (040155) | 11.41
0020033947 | Anode B150S (040187) | 31.75
0020033948 | Lower cover-plastic (022291) | 31.75
0020033949 | Flange of boiler (040159) | 223.91
0020033950 | Seal (040158) (PCG) | 22.26
0020033952 | Wiring-set 40-60 PLO v.13 | 59.44
0020033953 | Wiring harness | 29.04
0020033956 | Ignition electrode ZE 627 | 21.44
0020033957 | Ionisation electrode IS... | 15.33
0020033959 | Comb. exch.-water 3 el. BIASI | 419.31
0020033960 | Comb. exch.-water 5 el. BIASI | 544.16
0020033961 | Comb. exch.-water 6 el. BIASI | 689.36
0020033962 | Safety therm. bim. 105C-2455RM | 9.94
0020033963 | Insulation of burner 40KLOK13 | 16.69
0020033964 | Thermal reflector 40KLOK13 | 13.71
0020033966 | Burner insulation 50KLOK13 | 16.69
0020033967 | Thermal reflector 50KLOK13 | 9.94
0020033968 | Burner holder 60KLOK13 | 69.21
0020033969 | Burner insulation 60KLOK13 | 24.85
0020033970 | Smoke hat 60KLOK13 | 77.35
0020033971 | Therm. reflector-back 60KLOK13 | 9.94
0020033972 | Exchanger insulation 60KLOK13 | 26.19
0020033973 | Frame of boiler -L KLZ v.13 | 14.52
0020033974 | Frame of boiler -R KLZ v.13 | 14.52
0020033976 | Tube-input SVV KLZ v.13 | 29.04
0020033977 | Tube-output TVV KLZ v.13 | 20.48
0020033978 | Tube output VV KLZ v. 13 | 13.71
0020033979 | Exp. vessel tube KLZ v. 13 | 18.18
0020033980 | Tube input VV KLZ v.13 | 31.75
0020033981 | Collector KLZ v.13 | 55.09
0020033993 | O'ring 16x12x1xCu flat (x10) | 3.87
0020033994 | Pilot burner PLO 440.0261.14 | 23.2
0020033995 | Wire - VNO26 | 8.87
0020033996 | Wire - VO261 | 3.33
0020033999 | Smoke hat cover-50KLO,PLO | 8.41
0020034000 | Injector 1,55mm PB | 4.58
0020034002 | Burner holder 20 KLZ | 38.54
0020034003 | Burner holder 40 KLZ | 55.09
0020034004 | Flue gas outlet - clench | 31.75
0020034007 | Combustion chamber cover 30 | 15.33
0020034009 | Safety valve SS/F 3/4 | 18.28
0020034010 | Wire -MO62 | 19.54
0020034011 | Wire set for KLZ | 29.04
0020034013 | Control panel-NO for 120SOO | 23.2
0020034014 | Printer circuit board 120SOR | 145.2
0020034015 | Printed circuit board 120SOO-2 | 61.82
0020034016 | Hose arm. 1/2 - 3/8 - 0,3m | 10.72
0020034018 | Burner insulation LI 20 | 10.72
0020034019 | Burner insulation LI 30 | 14.52
0020034021 | Glim lamp green (018186) | 10.72
0020034022 | Temp. sensor S010075 outside | 29.04
0020034023 | Wire -MO64 | 23.2
0020034025 | Hydroblock nipple 3/8 | 9.94
0020034026 | Burner insulation 20KLZ (LoNox) | 16.69
0020034027 | Burner insulation 30KLZ (LoNox) | 19.54
0020034029 | Control panel KLZ v. 13 | 12.99
0020034031 | Pin with Thread M10x580-7el. | 6.07
0020034033 | Burner holder-III 20KLO v.13 | 47.22
0020034034 | Burner holder-III 30KLO v.13 | 55.09
0020034035 | Burner holder-III 20PLO v.13 | 47.22
0020034054 | Burner insulation 40 PLo | 18.89
0020034055 | Burner insulation 50 PLO | 16.69
0020034065 | Plug 3/4 | 1.9
0020034066 | Flame cover - II | 2.68
0020034069 | Burner holder 50KLOH | 64.32
0020034073 | Pit to boiler 45L (.....) | 24.26
0020034076 | Base to exchanger B100M | 44.24
0020034077 | Bonnet B100M | 69.21
0020034079 | Back cover B100M | 38.54
0020034080 | Beam - el. panel B100M | 5.36
0020034081 | Bonnet holder B100M | 1.53
0020034082 | Tube SUV-B100M | 14.52
0020034087 | El. box grommet - divided | 2.68
0020034088 | Clip - Pump | 2.96
0020034089 | El. panel - back J | 6.07
0020034090 | El. panel J | 9.94
0020034091 | El. panel filling J | 3.05
0020034094 | Gasket, fan J, (x5) | 16.36
0020034095 | Inner casing | 31.75
0020034099 | Exch. tube output J | 13.71
0020034100 | Exch. tube input J | 13.71
0020034101 | Combustion conductor J | 29.04
0020034102 | Gas tube J | 10.72
0020034104 | Hose arm. 3/8-3/8-elbow 30cm | 10.72
0020034105 | By-pass tube | 13.71
0020034106 | Reflex foil -II | 4.58
0020034107 | Grommet I 334 12x38 | 3.87
0020034108 | Base J | 23.2
0020034109 | Front casing 20LI v.13 | 13.71
0020034110 | Back casing 20LI v.13 | 13.71
0020034111 | Front casing 30LI v.13 | 15.33
0020034112 | Back casing 30LI v.13 | 15.33
0020034113 | Burner 13 401.0895.02 | 90.92
0020034114 | O-Ring, 14x9,5x2,5, (x10) | 3.55
0020034119 | El. panel catch J | 1.9
0020034120 | Clip - Pump | 1.91
0020034121 | Nipple - Pump | 34.02
0020034122 | Pressure sensor clip | 1.9
0020034123 | Pressure sensor reduction | 8.41
0020034124 | Combustion cham. cover front J | 9.94
0020034125 | Combustion chamber base J | 21.44
0020034126 | Ball valve 3/8 - 1/2 | 14.52
0020034128 | Hose arm. 1/2 Fx 1/2 FC-0,3m | 14.52
0020034130 | Ign. electrode ZE 636 | 12.99
0020034131 | Ion. electrode IS 076 | 14.52
0020034135 | HDW tube outlet | 13.71
0020034136 | HW tube outlet | 35.42
0020034137 | HDW tube inlet | 9.94
0020034138 | HW tube inlet | 11.47
0020034139 | Gas tube | 11.47
0020034140 | Comb. conductor | 38.54
0020034141 | Com. chamber cover-front | 11.47
0020034142 | Comb. chamber base | 26.19
0020034143 | turbochamber base | 35.42
0020034144 | Shield J | 3.87
0020034145 | Thermofuse clip | 1.9
0020034146 | Ball valve 3/4 gas | 10.72
0020034147 | Backup tube | 11.47
0020034148 | Pipe - Gas | 11.47
0020034150 | Connecting tube A | 12.99
0020034151 | Connecting tube B | 11.47
0020034152 | Wire | 1.15
0020034153 | Wire 3WV | 12.48
0020034154 | Wire | 2.31
0020034155 | Wire | 6.89
0020034156 | Panel foil | 9.94
0020034157 | T-part outlet | 16.69
0020034162 | Label-diagram 24KTV15 | 1.53
0020034163 | Side holder | 6.07
0020034164 | El. panel reflector | 4.58
0020034165 | Desc. of therm board PAN.JAG. | 0.81
0020034166 | Distr. matrix OV (10.0175) | 32.83
0020034167 | Distributor OV (10.0152) | 20.71
0020034168 | By-pass matrix (10.0115) | 3.87
0020034169 | Arbor conductor (10.0112) | 11.89
0020034170 | Distributor DHW (10.0155) | 12.35
0020034171 | Distrb. matrix DHW (10.0156) | 11.27
0020034172 | Flow sensor (10.0013) | 35.42
0020034173 | Press disc DHW (10.0113) | 11.27
0020034174 | Press disc-sensor (10.0153) | 10.39
0020034175 | Overflow membrane (F 0003) | 8.07
0020034176 | Split spring DHW (U 0016) | 2.31
0020034177 | Pad AL (A 0028) | 0.81
0020034178 | O-RING CON. SPINDLE (H 011) (x10) | 11.89
0020034179 | O'ring (E 0034) (x10) | 12.35
0020034180 | O'ring (H 012) (x10) | 11.47
0020034181 | Let cnob (10.0157) | 3.33
0020034184 | Screw of by-pass (10.0254) | 9.94
0020034185 | Filter DHW (10.0125) | 29.04
0020034189 | O-RING PUMP OUT. (R 0059) (x10) | 6.07
0020034190 | O-RING EXP. OUT. (R 0058) (x10) | 9.94
0020034192 | By-pass connection (10.0152) | 16.69
0020034193 | Front base 40 B | 16.69
0020034194 | Back base 40 B | 16.69
0020034601 | Relay SRC | 7.63
0020034604 | Printed circuit board | 283.61
0020034626 | Front base 50 B | 18.18
0020034627 | Back base 50 B | 18.18
0020034628 | Burner - tube 103.2571.00 | 18.18
0020034629 | Wire-set BTV | 38.54
0020034631 | Wire-set KTVJ | 35.42
0020034632 | Exch. comb.-water -4el.BIASI | 514.3
0020034636 | Gas tube TC | 8.41
0020034641 | Therm.-bim. non-reverse 120C | 10.72
0020034643 | Exch. tube inlet 100EC | 18.18
0020034644 | Exch. tube outlet 100EC | 15.33
0020034646 | Front cover - turbo 100EC | 21.44
0020034647 | Inlet tube DHW | 10.72
0020034650 | Connecting set | 108.56
0020034653 | Scheme with manual J | 5.36
0020034654 | Seal. tape self-stick 5x218x15 | 1.9
0020034655 | Seal. tape self-stick 3x488x15 | 3.05
0020034656 | Sea. tape self-stick 10x340x15 | 2.68
0020034657 | Sea. tape self-stick 10x522x15 | 3.87
0020034658 | ACI SAFETY | 188.62
0020034659 | ACI SAFETY | 153.34
0020034660 | Inlet tube HV 80 | 26.19
0020034662 | Insulation SK 266x217 | 10.2
0020034663 | Insulation SK 286x217 | 10.2
0020034664 | EL. PANEL FOIL BXV | 9.16
0020034666 | Sealed chamber | 50.48
0020034667 | Com. cham. cover - front 100EC | 10.72
0020034668 | Wire | 3.87
0020034669 | CAST ELEMENT CONNECTION NL | 9.94
0020034670 | REAR ELEMENT B20 | 268.69
0020034671 | EXCHANGER ELEMENT MIDDLE NL B2 | 223.91
0020034672 | EXCHANGER ELEMENT NL-B20 | 253.76
0020034676 | BLOCK 24KXO15-inlet | 77.35
0020034685 | Combustion chamber base E | 12.21
0020034686 | Cover, TURBO E | 15.33
0020034687 | Cover-side | 11.47
0020034688 | WIRE 24KTO15 | 38.54
0020034690 | Operation panel strip | 6.07
0020034691 | Self adhes. seal tape 15X218X10 | 2.68
0020034692 | Self adhes. seal tape 15X488X10 | 4.58
0020034693 | Wire gripping 057656 | 0.81
0020034697 | Gasket with glass | 6.07
0020034698 | T-PART BOILER CONNECTION | 31.75
0020034699 | Combustion chamber cover-front | 19.54
0020034700 | Insulation SK 242x290 | 10.94
0020034701 | Flue diaphragm D43 | 3.33
0020034702 | Flue collector-E | 29.04
0020034703 | Delimination stick - short | 1.15
0020034704 | Wire - interface | 3.05
0020034706 | Hydroblock plate 28KTV | 29.04
0020034708 | Flue collector 28KTV | 38.54
0020034711 | Ignitier ZI62/12 | 9.16
0020034715 | WIRE | 101.78
0020034720 | Clip tube HSW E | 1.53
0020034721 | O-ring, 3.6x13, (x10) | 7.48
0020034722 | Clip tube exp.vessel E | 1.53
0020034723 | O-ring, 2.4x9.6, (x10) | 1.9
0020034724 | Control panel string | 1.53
0020034725 | Clip gas valve SD | 0.81
0020034734 | WIRE LINEA I. | 160.13
0020034738 | Thermoreflector E | 7.63
0020034743 | FILLING LOOP-IT,PL | 10.72
0020034744 | SMOKE HAT KOV | 47.22
0020034746 | Exp. vessel bracket - side 28J | 3.05
0020034747 | Exp. vessel bracket bottom 28J | 1.9
0020034750 | Wire - room thermostat | 5.36
0020034752 | Self adh. seal tape 15X570X10 | 4.58
0020034753 | Self adh. seal tape 15X378X10 | 3.05
0020034754 | BOLT | 10.72
0020034755 | OPERATION PANEL BOX | 44.24
0020034756 | SAFETY THERMOSTAT 110 C | 35.42
0020034757 | THERMOMETER | 31.75
0020034758 | THERMOSTAT | 55.09
0020034759 | THERMOSTAT BUTTON | 6.07
0020034760 | RED DIODE | 18.18
0020034761 | Thematek boiler reinforcement | 1.9
0020034762 | FAN HOLDER E | 1.53
0020034763 | Exchanger holder L | 3.87
0020034764 | Exchanger holder R | 3.87
0020034765 | Insulation of com. cham. 270X215 | 10.48
0020034766 | Insulation of com.cham.167x189 | 7.97
0020034771 | Pipe - Expansion vessel | 13.71
0020034772 | PIN | 1.91
0020034773 | Air pressure switch holder - HC | 1.9
0020034774 | Fan | 77.35
0020034788 | Tube A | 10.72
0020034789 | Tube B | 16.69
0020034790 | Tube HW | 12.21
0020034792 | Connection set - 28KTVJ | 108.56
0020034793 | Tube CHW of conn.set - 28KTVJ | 8.41
0020034794 | Tube HHW of conn.set - 28KTVJ | 9.94
0020034799 | House arm.3/4F x 3/4F - 0,5m | 14.52
0020034803 | Tube inlet HW | 41.25
0020034804 | Tube outlet HW | 23.2
0020034805 | Diode sleeve LD 500 | 0.81
0020034806 | Clamp VK3 10/10 - grey | 7.97
0020034807 | Clamp VK3 10/10 - blue | 8.46
0020034808 | Clamp VK3 10/10 - grouding | 11.58
0020034809 | Clamp VK3 2,5/5 - grey | 4.23
0020034810 | Clamp board finish-10mm grey | 3.33
0020034811 | Clamp board finish-5mm grey | 1.9
0020034813 | Printed circuit panel strip | 1.15
0020034814 | Panel strip DIN TS 35-020 | 4.58
0020034815 | Electric panel | 11.47
0020034816 | Tube-spillway | 5.36
0020034817 | Insulation, exchanger el.boiler | 13.71
0020034819 | Tube DHW-inlet | 12.88
0020034820 | Tube DHW-outlet | 12.21
0020034821 | Gas tube | 7.63
0020034822 | Control knob - D3 | 4.77
0020034823 | Wire E104 | 3.87
0020034824 | Wire E21-24K11 | 12.21
0020034825 | Wire E15-18K11 | 6.89
0020034826 | Wire E103 | 3.05
0020034827 | Wire E102 | 1.9
0020034828 | Clip hydroblock Z | 5.36
0020034829 | O ring 45x5 (set 5 pc) | 14.39
0020034830 | Screw M 5x40 DIN 912 IMBUS | 0.81
0020034832 | Exchanger of the el.boiler | 77.35
0020034833 | Side cover of comb.chamber 120 | 10.72
0020034834 | Back cover of comb.chamber 120 | 9.94
0020034836 | Control board 24KOV EKO | 69.21
0020034837 | Wire E105 | 1.9
0020034838 | Wire-igniter UK | 8.41
0020034840 | Ionisation electrode DIN | 7.97
0020034841 | Control panel | 77.35
0020034842 | Filling loop-UK | 44.24
0020034843 | Wire - M087 | 9.16
0020034845 | Back cover turbo chambre | 11.47
0020034846 | Turbo chamber | 38.54
0020034847 | Poppet turbo | 10.72
0020034848 | Spur turbo | 7.63
0020034849 | Front cover turbo | 18.18
0020034850 | Exp. vessel braket 10S | 19.54
0020034851 | Exp. vessel braket 10P | 3.05
0020034852 | Turbo chamber bearer | 11.47
0020034853 | Control panel 20 KKZ | 77.35
0020034854 | Tube Venturi SIT MIXER | 29.04
0020034856 | Exchnger 24kW 3+1/2+2 | 803.34
0020034857 | Flue gas outlet | 50.48
0020034858 | Tube 1/2-1/2 | 16.69
0020034860 | Tube 70021550 | 18.18
0020034864 | Gas tube 7002159 | 15.33
0020034869 | Tube 70021660 | 18.18
0020034871 | Injector 3/4 | 15.33
0020034872 | Fitting of spillway pipe | 8.41
0020034875 | T-bit | 15.33
0020034876 | Burner 401.0929.02 | 77.35
0020034877 | Draft damper D130 BOV | 64.32
0020034878 | Front cover 12 | 31.75
0020034879 | Base of comb. cham. 12 | 26.19
0020034880 | Gas tube 12 | 10.72
0020034881 | Inlet tube CHW 12 | 26.19
0020034882 | Outlet tube HHW 12 | 16.69
0020034883 | Turbochamber base 12 | 35.42
0020034884 | Combustion conductor 12 | 23.2
0020034885 | Front cover turbo 12 | 16.69
0020034888 | Shield D34 - 12 kW | 3.05
0020034890 | Fan GR01285 | 64.32
0020034893 | Wire Q-253 electrodes | 35.42
0020034894 | Electrode ZE 657.1 | 11.47
0020034895 | Electrode ZE 657.2 | 10.72
0020034896 | Electrode IS 083 | 10.72
0020034898 | Insulation SKE 184x117 | 5.36
0020034899 | Insulation SKE 320x166 | 8.41
0020034904 | Holder burner L-EKO | 4.58
0020034906 | Wire E109 | 4.58
0020034907 | Wire E110 | 1.53
0020034908 | Seal 8x4x1 (set 10 pc) | 3.87
0020034912 | Hose Multiflex 3.10-16 | 9.16
0020034913 | Wire E111 | 1.9
0020034914 | Wire GND (Q254) | 2.31
0020034915 | Wire Q-252 | 9.16
0020034916 | Strip turbo II | 7.63
0020034918 | Gasket K+V (x5) | 12.21
0020034919 | Handle of safety valve | 1.9
0020034920 | SELF ADH.SEAL TAPE 15X248X10 | 3.05
0020034921 | Outlet tube HHW - K | 15.33
0020034922 | Display board KKZ | 23.2
0020034923 | Burner holder R-EKO | 4.58
0020034926 | Cond. exchanger catch | 15.33
0020034927 | Wire - Q256 | 11.47
0020034933 | Electrode ion.-G | 10.72
0020034934 | Gasket under electrodes-G (x5) | 9.16
0020034935 | Insulation SKE 300x217 | 9.16
0020034936 | BURNER POLIDORO 491.0063.14 | 188.62
0020034937 | Clip ELT | 1.15
0020034938 | Clip for SO10044 | 2.68
0020034939 | Fuse T 250mA | 1.53
0020034940 | Cable holder-125282 | 0.81
0020034941 | Clip-4943 | 3.05
0020034942 | O-ring, 17,86x2,62-4944 (x5) | 9.94
0020034943 | Wire PLO15 | 35.42
0020034944 | Gas tube 465 v.15 | 21.44
0020034945 | Gas tube 600 v.15 | 23.2
0020034946 | Gas reduction 3/4-1/2 | 7.63
0020034947 | Burner holder 20KLO v.15 | 47.22
0020034948 | Burner holder 30KLO v.15 | 59.44
0020034949 | Burner holder 30PLO v.15 | 50.48
0020034950 | Pilot burner tube v.15 | 4.58
0020034951 | Fan RLH120 | 82.78
0020034952 | Thermostat slow IMIT | 18.18
0020034953 | Cover ND (2000256) | 115.35
0020034954 | Ring (6273113) | 12.35
0020034955 | Anode 26x465/M8 (6199201) | 23.2
0020034956 | Burner holder 30KLZ15 | 44.24
0020034957 | Wire E101d | 2.31
0020034961 | Ionisation electrode DIN-V16 | 8.87
0020034963 | Valve | 26.19
0020034964 | Flue hood J16 | 29.04
0020034965 | Front combustion cover J16 | 12.21
0020034966 | Combustion basic J16 | 16.69
0020034969 | El.boiler heat exch. 9-12kW 1 | 94.99
0020034970 | El.boiler heat exch. 21-24kW 1 | 108.56
0020034971 | Air vent 1/4-ART.347 | 8.84
0020034972 | Turbo-chamber M | 47.22
0020034973 | Tube HHW-3 | 41.25
0020034974 | Tube HDW-3 | 16.69
0020034975 | Tube exp.2L-3 | 11.47
0020034976 | Tube-gas I-3 | 16.69
0020034977 | Tube-gas II-3 | 13.71
0020034979 | Wire E15-24K11v | 6.89
0020034980 | Wire E106v | 2.31
0020034981 | Wire E107v | 3.87
0020034982 | Wire E112 | 2.68
0020034983 | El.box-125891 | 8.41
0020034984 | El.box cover-123003 | 6.07
0020034987 | Flue gas collector | 44.24
0020034988 | Wire 30KKZ | 41.25
0020034989 | Ring O 63x3 NBR (x5) | 3.05
0020034991 | Line fuse casing,5x20 T0341 RD | 7.97
0020034992 | Wire KLO15 | 29.04
0020034993 | Insulation of c.ch. 202x310 | 9.94
0020034994 | Insulation of c.ch. 161x186 | 6.07
0020034995 | Insulation of c.ch. 234x288 | 11.41
0020034996 | Tube 70029930 | 15.33
0020034997 | Tube 70022940 | 18.18
0020034998 | Draught diverter 10seg.-back | 77.35
0020034999 | 10segmented front cover | 47.22
0020035000 | Insulation Standart 1 | 1.9
0020035001 | Insulation 10elements. Standart | 13.71
0020035005 | El. panel filling P16 | 4.58
0020035006 | Thermostat clip AVB | 2.34
0020035007 | Thermostat TG 400 40-60 C | 26.19
0020035008 | Direct socket PHBR1K 4LLR | 8.41
0020035009 | Printed circuit board GRYZZLY | 41.25
0020035010 | Pilot burner, 446.1205.08 | 41.25
0020035012 | Injector-burner-tube 2,7mm | 6.89
0020035013 | Ceramic rod, 02.57 - 315mm, (x5) | 15.33
0020035014 | Injector-burner-tube 2,6mm | 3.87
0020035016 | Line wire-set Z053 (fan) | 10.72
0020035018 | Ignition electrode KKZ | 11.47
0020035020 | Wire - Q258 | 1.53
0020035021 | 12segmented perforated cover | 29.04
0020035022 | 12segmented front cover | 64.32
0020035025 | Pilot burner tube 2 | 11.47
0020035026 | Insulation Standard 2 | 12.99
0020035027 | Exchanger insulation 12seg. | 41.25
0020035030 | Hydroblock-inlet24KOVLN15 7LTR | 160.13
0020035031 | El. panel foil-BXV16 | 8.41
0020035032 | El. panel foil-BXV16-oval | 5.36
0020035033 | Hose Multiflex 3.10-20 | 9.94
0020035034 | Wire - Z056 (interface) | 3.87
0020035035 | Wire - Z057 | 8.41
0020035036 | Printed circuit board KLO12 | 38.54
0020035038 | Burner ramp SD14ram.1.20DIN v2 | 26.19
0020035039 | Wire mains inlet v.2 | 9.16
0020035041 | Turbo chamber base E DIN v.2 | 35.42
0020035042 | Side holder J16 | 5.36
0020035043 | Mount sensor 18mm-JS3227/17 | 8.07
0020035044 | Air valve-pump | 15.84
0020035047 | 17segmented front cover | 77.35
0020035050 | Flat ring 18,5x10x2 Cu -annealed | 1.53
0020035051 | House arm.1/2"Fx3/8"M-0,15m | 10.72
0020035052 | SELF ADH.SEAL TAPE 10x15x207 | 1.9
0020035053 | SELF ADH.SEAL TAPE 10x15x570 | 4.58
0020035054 | Filling loop-DINSV | 21.44
0020035055 | Tube CSW 3 | 12.21
0020035058 | Insulation of c.ch. 220x340 | 10.72
0020035059 | Turbo front cover 28J16 | 23.2
0020035060 | C.ch. front cover 28J16 | 12.21
0020035061 | Comb. chamber - spot welding | 29.04
0020035062 | Flue interceptor 28J16 | 38.54
0020035064 | Control panel, 23BXVE | 55.09
0020035065 | Flange lid to boiler 45l SANIC | 94.99
0020035066 | Seal to flange lid 45l SANICEL | 9.17
0020035068 | Wire-E9-24K11 v2 | 47.22
0020035069 | Seal 62x48x2 POWER GASK.200 (x5) | 11.41
0020035070 | Insulation 12seg. S2 | 5.71
0020035071 | Insulation 15seg. S2 | 6.89
0020035075 | Operation panel 24BTV/BOV17 | 10.72
0020035076 | Cover orifice to timer | 29.04
0020035077 | Pump clip NFSL 12/5-3PL12 | 1.9
0020035078 | Block BXV17-inlet | 108.56
0020035079 | Block BXV17-outlet | 35.42
0020035080 | Clip pressure sensor | 1.53
0020035081 | Hydroblock beam - L17 | 15.33
0020035082 | Tube HSW-input L17 | 18.18
0020035084 | Tube HSW-output L17 | 23.2
0020035085 | Tube BY-PASS L17 | 11.47
0020035086 | Gas tube L17 | 10.72
0020035087 | Tube HW-input L17 | 23.2
0020035088 | Hydroblock input P17 | 77.35
0020035089 | Hydroblock output P17 | 188.62
0020035090 | Saf. valve 300kPa - V17 | 12.21
0020035091 | Hydroblock beam - P17 | 19.54
0020035092 | Gas tube P17 | 16.69
0020035093 | Tube HW-output P17 | 13.71
0020035094 | Tube HW-input P17 | 21.44
0020035095 | Wire 24KTV17 | 35.42
0020035096 | Wire E9-12K11v2 | 55.09
0020035097 | Wire pump | 11.41
0020035098 | Tube input HW | 26.19
0020035099 | Tube input DHW | 12.99
0020035101 | Tube output DHW | 15.33
0020035103 | Label PROTHERM 70 | 2.31
0020035105 | Tube HW input 28KTV17 | 15.33
0020035106 | Tube HW output 28KTV17 | 16.69
0020035107 | Pump cover WILO | 3.87
0020035108 | Spring of pump WILO cover | 3.05
0020035109 | Insulation of c.ch. side | 6.89
0020035110 | Insulation of c.ch. rear | 9.16
0020035111 | Line wire-set Z062 | 9.94
0020035115 | Hydroblock input | 41.25
0020035121 | Tube 45l OEMMEPI | 18.18
0020035122 | Insulation | 15.33
0020035123 | Insulation burner door | 26.19
0020035124 | Seal under burner (x5) | 21.44
0020035125 | Seal 60x60x2,5 (x5) | 35.42
0020035126 | Screw M 6x12 DIN7500 tvar C | 3.05
0020035127 | Wire 24KTO17 | 38.54
0020035129 | Safety valve, 300 kPa 1/2'-V17 | 10.36
0020035130 | 3-steps valve cover | 3.87
0020035131 | Mech. clock RM/1Q.TUH | 38.54
0020035132 | Hydroblock input T17 | 77.35
0020035133 | Hydroblock output T17 | 77.35
0020035134 | Distributor TUV (10.0216) | 10.72
0020035135 | Distributor OV (10.0217) | 23.2
0020035211 | Pipework | 26.19
0020035212 | Pipework | 18.18
0020035213 | Pipework | 13.71
0020035214 | Pipework | 8.41
0020035215 | Nut | 1.15
0020035217 | Float | 2.68
0020035220 | Fan | 130.27
0020035222 | Gas section | 122.13
0020035223 | Nut | 6.07
0020035224 | Cable tree (harness) | 9.94
0020035225 | Cable tree (harness) | 15.33
0020035239 | Adapter, Connection kit D80 | 31.75
0020035243 | Distrb. matrix (10.0218) | 28.69
0020035244 | Distrb. matrix OV(10.0186) | 29.04
0020035245 | Distributor TUV (10.0220) | 8.41
0020035246 | Distrb. matrix HSW(10.0254) | 12.21
0020035251 | Manifold, cpl. (150 kW) | 90.92
0020035252 | sealing, 10x13,5x1,5 (x10) | 2.3
0020035253 | Cover, top 50KLO,PLO15 - SP | 55.09
0020035255 | Cover, side L 65-150KLO12 - SP | 76.91
0020035256 | Cover, side R 65-150KLO12 - SP | 71.88
0020035257 | Cover, top 100KLO12 - SP | 94.99
0020035260 | Cover, front tank 20-40KLZ15 - SP | 47.22
0020035261 | Frame, supporting 6-24K, KV11 - SP | 82.78
0020035262 | Cover, el.boiler 6-24K11 - SP | 86.85
0020035267 | Cover, top 30KLO, PLO15 - SP | 41.25
0020035271 | Cover, side R v.17 - SP | 41.25
0020035272 | Cover, side L v.17 - SP | 31.75
0020035273 | Cover, side L 28KTV17 - SP | 47.22
0020035274 | Cover, front 24KXX17 - SP | 64.32
0020035275 | Cover, front 28KTV17 - SP | 64.32
0020035278 | Cover, front 24BOV, BTV17 - SP | 47.22
0020035279 | Front panel | 55.09
0020035280 | Cover, top 65KLO12 - SP | 86.85
0020035281 | Cover, bottom 120SOO, SOR10 - SP | 69.21
0020035283 | Cover, top 20KLO, PLO15 - SP | 41.25
0020035284 | Cover, front cpl. 120SOO, SOR10 - SP | 108.56
0020035293 | Cover, top 60KLO, PLO15 - SP | 50.48
0020035295 | Cover, isolation 60KLO, PLO15 - SP | 35.42
0020035299 | Exp. vessel holder 20-40KLZ15 - SP | 12.21
0020035301 | Molding, grommet 20-40KLZ15 - SP | 59.44
0020035304 | Cover, isolation 20KLO, PLO15 - SP | 35.42
0020035305 | Cover, isolation 30KLO, PLO15 - SP | 44.24
0020035307 | Cover, isolation 50KLO, PLO15 - SP | 64.32
0020035308 | Frame 24BXV, KOV15 - SP | 64.32
0020035311 | Cover, front B100 - SP | 55.09
0020035312 | Cover, side B100 - SP | 55.09
0020035313 | Cover, top B100 - SP | 44.24
0020035319 | Cover, side R 30KKZ10 - SP | 108.56
0020035320 | Beam, hydroblock 12KTO, KOO15 - SP | 38.54
0020035321 | Front frame strut 30KKZ10 - SP | 31.75
0020035324 | Cover, bottom B60Z - SP | 26.19
0020035326 | Cover, side P B60Z - SP | 59.44
0020035327 | Cover, side L B60Z - SP | 59.44
0020035328 | Frame, support UNI - SP | 50.48
0020035329 | Cover, back 65KLO - SP | 59.44
0020035330 | Cover, top 150KLO - SP | 108.56
0020035331 | Cover, back 150KLO - SP | 94.99
0020035332 | Cover, side R 28KTV - SP | 41.25
0020035335 | Cover, top 50TLO10 - SP | 64.32
0020035336 | Cover, front 40, 50TLO10 - SP | 64.32
0020035337 | Cover, back 40TLO10 - SP | 69.21
0020035340 | Cover, side PL 28kW-L - SP | 41.25
0020035341 | Cover, side PL 28kW-R - SP | 41.25
0020035343 | Cover, front J - SP | 55.09
0020035344 | Beam, hydroblock J - SP | 35.42
0020035348 | Cover, side R 100EC - SP | 38.54
0020035508 | Burner | 238.83
0020035513 | Front cover B60Z17, white | 41.25
0020035514 | Wire - interface GASTEP | 9.94
0020035515 | Tank tube input-T17 | 21.44
0020035516 | Tube by-pass-T17 | 11.47
0020035517 | Tank tube output-T17 | 31.75
0020035518 | Tube input VV 24KXZ17 | 18.18
0020035519 | Tube output VV 24KXZ17 | 16.69
0020035520 | Gas tube 24KXZ17 | 10.72
0020035521 | Clip hydroblock left T17 | 6.07
0020035522 | Clip hydroblock right T17 | 6.07
0020035523 | Beam of top tank frame | 9.94
0020035524 | Beam of down tank frame | 6.07
0020035525 | T-fitting KXZ17 | 13.71
0020035527 | Revers clape | 19.54
0020035528 | Ignition electrode DIN | 10.48
0020035529 | El.box beam LI v.12 | 12.99
0020035531 | Beam support L-LI v.11 | 12.99
0020035532 | Beam support P-LI v.11 | 12.99
0020035533 | Base of el.box L-24 KXV | 16.69
0020035534 | Base of el.box P-24 KXV | 16.69
0020035537 | Exp. braket 10V | 12.99
0020035538 | Exp. braket 2S | 12.99
0020035539 | Con. panel beam | 16.69
0020035540 | Front cover blinder U, white | 12.99
0020035541 | Front cover blinder D, white | 11.47
0020035544 | Wire-ZIG2-3WV | 9.94
0020035545 | Wire-PUIT+timer | 16.69
0020035546 | Wire 24KTZ17 | 26.19
0020035547 | Wire 24KOZ17 | 21.44
0020035549 | Base T17 | 16.69
0020035550 | Tank side cover L | 47.22
0020035551 | Tank side cover R | 47.22
0020035552 | Side cover P - T17 | 23.2
0020035553 | Side cover L - T17 | 26.19
0020035554 | Front panel, T-17 | 41.25
0020035555 | Safety valve 600kPa 1/2 | 18.18
0020035556 | O- Ring 15x2,65 | 1.15
0020035557 | O-ring, 13x2,5, (x10) | 4.58
0020035558 | Tube TUV inlet KXZ17 | 23.2
0020035559 | Tube TUV outlet KXZ17 | 16.69
0020035560 | Expansion tube TUV KXZ17 | 16.69
0020035561 | Expansion vessel 8l-Z | 94.99
0020035564 | Harness 23BTVEUK | 29.04
0020035565 | Wire 23BOVEUK | 23.2
0020035566 | Tube input VV 24KOZ17 | 18.18
0020035567 | Tube output VV 24KOZ17 | 16.69
0020035569 | DIAPHRAGME GAZ 5,65 | 1.53
0020035570 | El. panel beam, white | 16.69
0020035571 | Boiler hinge | 8.41
0020035572 | Beaming hinge | 23.2
0020035575 | Tank renforcement | 9.94
0020035576 | Expansion vessel holder | 3.05
0020035579 | Water tank thermostat B100,B200 | 55.09
0020035580 | Flow sensor - turbine | 28.1
0020035582 | Pipe outlet tank | 13.71
0020035585 | Ignition electrode DIN-V17 | 12.61
0020035586 | Cover, front 20 KLO SP | 41.25
0020035587 | Cover, front 30 KLO SP | 44.24
0020035588 | Cover, front 40 KLO SP | 47.22
0020035589 | Cover, front 50 KLO SP | 59.44
0020035590 | Cover, front 60 KLO SP | 44.24
0020035591 | Cover, side P KLO SP | 48.94
0020035592 | Cover, side L KLO SP | 47.22
0020035593 | Holder, igniter PLO SP | 3.05
0020035594 | Cover, top 20TLO15 SP | 15.33
0020035595 | Cover, top 30TLO15 SP | 16.69
0020035596 | Cover, top 40TLO15 SP | 19.54
0020035597 | Cover, top 50TLO15 SP | 23.2
0020035599 | Operation board ELKOT1 V5 | 17.37
0020035601 | Nut | 3.05
0020035602 | Gasket, D20x24x4, (x5) | 18.18
0020035604 | Burner parts-U | 39.41
0020035605 | Cable clip F1202 KWS-1N | 0.81
0020035608 | Combustion breaker holder J | 5.36
0020035609 | sWire gripping 0174820 | 8.41
0020035611 | Combustion breaker holder 12 | 3.87
0020035612 | Side holder 12 | 6.07
0020035613 | SMOKE HAT 12 v. 15 | 38.54
0020035617 | Wire 24KOO17 | 23.2
0020035620 | Cover, front 12KOO,KTO17 - SP | 50.48
0020035622 | Combustion conductor 12kW-17 | 18.18
0020035624 | Wire 12KTO17 | 31.75
0020035625 | Wire 12KOO17 | 21.44
0020035626 | Turbo base v.17 | 238.83
0020035628 | Electrods 12KXZ17 | 23.2
0020035629 | Side holder 12KOZ17 | 5.36
0020035630 | Base 12KOZ17 | 44.24
0020035631 | Gas tube, 12KXZ17 | 10.72
0020035632 | Tube input HW 12KXZ17 | 15.33
0020035633 | Tube output VV 12KXZ17 | 18.18
0020035634 | Draughtt diverter holder 12KOZ17 | 4.58
0020035635 | Turbo base 12KTZ17 | 59.44
0020035639 | GASTEP1 w/o Reg for NG VK8525 M 1045 B | 101.78
0020036074 | support | 29.04
0020036082 | VPA WT 0 (blind flange) | 283.61
0020036083 | VPA WT 15 (heat exchanger for multitank) | 1338
0020036084 | VPA WT 20 (heat exchanger for multitank) | 1678.61
0020036085 | VPA WT 30 (heat exchanger for multitank) | 1836.02
0020036086 | Heating element VWZ EA 3 | 544.16
0020036087 | Heating element VWZ EA 6 | 544.16
0020036088 | Heating element VWZ EA 9 | 544.16
0020036152 | Diverter valve | 175.05
0020036153 | Clip, bypass, (x10) | 9.16
0020036177 | Connection set | 130.27
0020036178 | Diverter valve | 160.13
0020036181 | Flow limitor 6.5L + gasket pack | 4.58
0020036426 | Water connection set | 14.52
0020036427 | Twin flue adaptator | 82.78
0020036447 | Twin flue adaptator | 122.13
0020036508 | Block pump | 86.85
0020036509 | Plastic block, pump | 86.85
0020036768 | OpenTherm module | 77.35
0020036859 | Casing | 41.25
0020036860 | Casing | 14.52
0020036861 | Printed circuit board | 175.05
0020037112 | pump circulator | 162.49
0020037113 | 3 Way valve | 130.37
0020037114 | Manometer | 18.18
0020037115 | Pressure gauge support | 5.36
0020037275 | Company plaque | 4.58
0020037276 | Company plaque | 4.58
0020037277 | Company plaque | 4.58
0020037278 | Company plaque | 4.58
0020037279 | Company plaque | 4.58
0020037280 | Company plaque | 4.58
0020037281 | Company plaque | 4.58
0020037282 | Company plaque | 4.58
0020037283 | Company plaque | 4.58
0020037284 | Company plaque | 4.58
0020037285 | Company plaque | 4.58
0020037287 | Pipe, flow | 38.54
0020037288 | Pipe, flow | 35.42
0020037289 | Pipe, flow | 23.2
0020037290 | Pipe, flow | 16.69
0020037291 | Pipe, return | 23.2
0020037292 | Pipe, return | 29.04
0020037293 | Pipe, return | 7.63
0020037294 | Pipe, return | 12.21
0020037295 | Pipe, return | 29.04
0020037296 | Pipe | 50.48
0020037297 | O-ring | 1.15
0020037298 | Pipe | 18.18
0020037299 | Housing | 50.48
0020037300 | Housing | 59.44
0020037302 | Cable | 9.16
0020037304 | Screw | 1.53
0020037305 | Cable tree (harness) | 21.44
0020037306 | Cable tree (harness) | 9.94
0020037308 | Cable tree (harness) | 21.44
0020037309 | Fan | 122.13
0020037349 | Screw (PK2) | 9.94
0020037486 | Gasket fan ISOT. | 4.58
0020037490 | Flange | 3.87
0020037506 | Wiring harness | 101.78
0020037507 | Hose | 9.94
0020037653 | Fan | 188.62
0020037654 | Tube | 11.47
0020037655 | Tube | 11.47
0020037656 | Tube | 19.54
0020037657 | Cable tree | 86.85
0020037658 | Wiring harness | 86.85
0020037659 | Tube | 59.44
0020037660 | Tube | 41.25
0020037661 | Casing (Performance, white) | 55.09
0020037662 | Buttons white, kit of 3 | 7.63
0020037668 | Printed circuit | 175.05
0020037669 | Printed circuit board Lion v.18 | 130.27
0020037670 | Printed circuit board | 145.2
0020037675 | Double nipple | 5.36
0020037676 | Support (set) | 16.69
0020037751 | Bush | 11.47
0020037752 | Bush | 9.94
0020037753 | Insulation, strip (1000mm) | 1.53
0020037754 | Gasket, neoprene | 1.9
0020037755 | Air pressure test point | 2.31
0020037756 | Plug | 2.68
0020037757 | PCB | 223.91
0020037758 | Display | 77.35
0020037759 | Cover, keyboard | 3.87
0020037760 | Knob | 1.15
0020037763 | Gasket, silicon D60 | 3.05
0020037764 | Plug | 3.05
0020037765 | Gasket, electrode | 1.9
0020037766 | Control | 90.92
0020037767 | Clip | 1.15
0020037768 | Heating element | 35.42
0020037769 | Automatic air vent | 18.18
0020037770 | Vertical outlet nozzle | 41.25
0020037771 | Electrode | 10.72
0020037772 | Fan | 325.68
0020037773 | Gasket, fan | 4.58
0020037774 | Support | 3.05
0020037775 | Gas valve assembly | 137.06
0020037776 | Flange, venturi | 29.04
0020037777 | Clip | 1.53
0020037778 | Thermostat | 6.89
0020037779 | Thermostat | 6.07
0020037780 | Siphon | 26.19
0020037781 | Sensor | 18.18
0020037782 | Measuring orifice | 3.05
0020037783 | Measuring orifice | 3.05
0020037784 | Clip | 2.68
0020037785 | Gasket | 3.87
0020037786 | Gasket | 11.47
0020037787 | Insulation | 26.19
0020037789 | Burner | 86.85
0020037790 | Gasket | 5.36
0020037791 | Screw | 1.15
0020037792 | Cover | 86.85
0020037793 | Heat exchanger | 763.99
0020037794 | Clip | 3.87
0020037795 | Pump | 160.13
0020037796 | Tube, drain tube | 6.07
0020037797 | Wiring harness | 82.78
0020037798 | Indicator light | 9.94
0020037799 | Electrode | 31.75
0020037800 | Valve | 9.16
0020037801 | Clip | 1.9
0020037802 | Tube | 16.69
0020037803 | Burner | 108.56
0020037818 | Gasket, 8 X 15.5 X 2 | 1.53
0020037819 | Gasket | 1.53
0020037820 | Gasket | 1.53
0020037831 | Hose, silicon white Nr. 186 cod | 5.36
0020037832 | Hose, silicon red Nr. 1171 cod | 5.36
0020037857 | Flue valve D80 mm | 77.35
0020037988 | Pump block | 86.85
0020038061 | Display | 202.19
0020038062 | Casing | 19.54
0020038063 | Back panel | 9.94
0020038064 | Heat exchanger | 650
0020038065 | Air inlet duct | 44.24
0020038069 | Fan | 160.13
0020038071 | Gas section | 175.05
0020038075 | Pipe, burner | 35.42
0020038076 | Gasket exchanger / flue | 3.87
0020038077 | Insulation, 16 mm with nut and washer | 47.22
0020038080 | Screw, (x10) | 2.68
0020038081 | Lever | 1.9
0020038082 | Pipe | 16.69
0020038083 | Pipe | 16.69
0020038084 | Pipe | 23.2
0020038085 | Pipe | 26.19
0020038086 | Pipe | 12.99
0020038087 | Plate | 64.32
0020038089 | O-ring, (x10) | 2.68
0020038090 | Clip | 2.68
0020038091 | Pipe | 18.18
0020038092 | Pipe | 19.54
0020038093 | Pipe | 10.72
0020038094 | Screw, M5X87, (x4) | 6.07
0020038123 | Plug | 3.05
0020038124 | Pipe | 12.99
0020038125 | Pipe | 10.72
0020038126 | Pipe | 35.42
0020038127 | Pipe | 15.33
0020038128 | Pipe | 35.42
0020038129 | Nut, M6, (x5) | 2.68
0020038131 | Non-return valve | 3.41
0020038132 | O-ring, (x10) | 1.9
0020038133 | Pipe | 10.72
0020038134 | Sealing ring, (x10) | 1.9
0020038135 | Gasket | 1.53
0020038136 | Drain cock | 12.21
0020038145 | Support | 4.58
0020038146 | Burner chamber group 20kW | 55.09
0020038147 | Burner support 20kW H | 44.24
0020038148 | Burner support 20kW B | 55.09
0020038149 | Protection plate | 26.19
0020038150 | Throttle jet 4.10 blue | 2.68
0020038151 | Throttle jet 4.75 green | 1.9
0020038152 | Heat exchanger, 82 fins | 153.34
0020038153 | Combustion chamber | 80.64
0020038154 | Draft diverter 12-20kW | 69.21
0020038155 | Air protection basket | 94.99
0020038156 | Cap flue gas 20kW | 59.44
0020038157 | Guide plate 20kW | 7.63
0020038158 | Connection tube | 16.69
0020038159 | Connection tube | 16.69
0020038160 | Connection tube | 16.69
0020038162 | Adjustable foot | 3.05
0020038163 | Insert | 5.36
0020038164 | Elbow | 23.2
0020038165 | Elbow | 44.24
0020038166 | Immersion heater | 223.91
0020038167 | Valve | 77.35
0020038169 | Pipe | 26.19
0020038170 | Pipe | 44.24
0020038171 | Pipe | 31.75
0020038172 | Pipe | 18.18
0020038173 | Pipe | 23.2
0020038174 | Pipe | 69.21
0020038175 | Pipe | 82.78
0020038176 | Pipe | 19.54
0020038177 | Pipe | 41.25
0020038178 | Support bracket- dhw expansion vessel | 3.05
0020038179 | Screw, (x5) | 1.15
0020038180 | Toothed nut | 1.15
0020038181 | Pipe | 16.69
0020038182 | Safety assembly | 160.13
0020038183 | Pipe | 15.33
0020038184 | Pipe | 10.72
0020038185 | Compression union | 12.99
0020038186 | Tundish | 31.75
0020038187 | Pipe | 2.68
0020038188 | Pipe | 5.36
0020038189 | Pipe | 6.89
0020038190 | Pipe | 5.36
0020038191 | Pipe | 55.09
0020038192 | Pipe | 31.75
0020038193 | Pipe | 8.41
0020038195 | Pipe | 19.54
0020038196 | Pipe | 16.69
0020038198 | Gasket | 2.31
0020038199 | Screw M5 x 60mm | 1.15
0020038200 | Tap | 44.24
0020038203 | Adapter | 3.05
0020038205 | Pipe | 8.41
0020038206 | Pipe | 6.07
0020038209 | Temperature sensitive element | 15.33
0020038215 | Front panel 170SXI | 82.78
0020038216 | Front panel 100SXI | 69.21
0020038217 | Clip | 1.15
0020038218 | Valve | 38.54
0020038221 | Fittings | 69.21
0020038222 | Insulation - Back panel | 6.07
0020038223 | Connection | 18.18
0020038224 | Support | 2.68
0020038225 | Screw, M5 x 18 mm, (x10) | 3.87
0020038227 | Connection piece | 10.72
0020038228 | Connection piece | 11.47
0020038229 | Nut | 1.15
0020038230 | Pipe | 6.07
0020038231 | Gasket kit | 1.15
0020038232 | Heat exchanger | 268.69
0020038234 | Filter | 2.31
0020038235 | Pipe | 29.04
0020038236 | Pipe | 23.2
0020038237 | Pipe | 59.44
0020038238 | Pipe | 77.35
0020038239 | Connection | 59.44
0020038240 | Flat sealing ring | 1.53
0020038241 | Condensate trap | 2.68
0020038242 | Gasket | 2.31
0020038243 | Nut | 2.31
0020038244 | Fitting | 12.99
0020038245 | Pump | 223.91
0020038247 | Connection | 47.22
0020038248 | Pipe | 44.24
0020038249 | Pipe | 41.25
0020038250 | Clip | 2.31
0020038251 | Pipe | 29.04
0020038252 | Pipe | 10.72
0020038254 | Expansion vessel, 10L | 94.99
0020038255 | Hose | 35.42
0020038256 | Screw | 1.15
0020038257 | Expansion vessel | 145.2
0020038258 | Hose | 26.19
0020038260 | Gasket | 3.05
0020038261 | Housing | 50.48
0020038262 | Box | 29.04
0020038263 | Fitting | 2.68
0020038266 | Cable tree (harness) | 29.04
0020038267 | Cable tree (harness) | 18.18
0020038268 | Cable, earth wire | 1.9
0020038269 | Front panel | 90.92
0020038270 | Company plaque | 4.58
0020038271 | Bezel | 12.99
0020038272 | Gasket, foam strip | 3.87
0020038273 | Insulation, foam, front panel | 8.41
0020038274 | Gasket strip, front panel sides | 6.07
0020038277 | Throttle jet 6.00 black | 2.68
0020038346 | Casing | 19.54
0020038350 | Knob | 1.53
0020038351 | Cable tree (harness) | 18.18
0020038353 | Cable, Open Therm | 4.58
0020038355 | Casing | 18.18
0020038356 | Display v.18 | 53.24
0020038357 | Back panel | 7.63
0020038358 | Cover | 3.05
0020038359 | Knob | 2.68
0020038360 | Switch | 13.71
0020038361 | Harness | 16.69
0020038362 | Wiring harness | 6.07
0020038381 | Gasket | 2.68
0020038436 | Diaphragm gas flaring Ø39 | 5.36
0020038437 | Flue gas restrictor, d=40 mm | 12.21
0020038438 | Flue gas restrictor, d=41 mm | 2.68
0020038439 | Diaphragm gas flaring Ø42 | 2.68
0020038443 | Arm mixture completed | 55.09
0020038444 | Fan | 160.13
0020038506 | Thermostat | 13.71
0020038507 | Automatic air vent | 15.33
0020038508 | Microswitch 3WV | 5.36
0020038509 | Grommet, (x5) | 5.36
0020038510 | Grommet, (x10) | 18.18
0020038511 | Flow switch conductor | 7.63
0020038512 | Fuse, 2A, (x10) | 7.63
0020038513 | Washer front panel | 5.36
0020038516 | Clip, 3WV, (x10) | 9.16
0020038517 | Injector, G25 (Set 13) | 9.94
0020038519 | Diaphragm kit | 59.44
0020038521 | Domestic heat exchanger 24KW | 115.35
0020038522 | O-ring, (x10) | 6.89
0020038523 | Inspection glass + seal | 1.9
0020038526 | O-ring, (x10) | 2.31
0020038527 | Pump bloc | 130.27
0020038529 | Time switch | 69.21
0020038531 | Clip, (x10) | 10.72
0020038532 | System pressure sensor | 12.99
0020038534 | Heat exchanger DHW, 30KW | 108.56
0020038535 | Injector, G30/31 (Set 13) | 12.99
0020038536 | Pump, 30 kw | 122.13
0020038538 | Grommet for pipe, (x5) | 7.63
0020038539 | Gas valve | 130.27
0020038540 | Filter, DHW, (x10) | 12.99
0020038542 | Heat exchanger, 24 kw | 238.83
0020038543 | Electrode | 16.69
0020038544 | Combustion chamber | 44.24
0020038545 | Insulation, combustion chamber | 31.75
0020038546 | Clip, (x10) | 4.58
0020038547 | Fan | 108.56
0020038548 | Gasket, outlet gas recuperator, (x5) | 35.42
0020038549 | Gasket, fan, (x5) | 31.75
0020038550 | Thermostat | 35.42
0020038551 | O-Ring, fan, (x5) | 64.32
0020038552 | Sensing tube | 6.89
0020038553 | Flue gas cap, 24 KW | 90.92
0020038554 | Flange, flue connection | 13.71
0020038556 | Flue gas cap | 41.25
0020038557 | Heat exchanger, 30 KW | 253.76
0020038559 | Insulation, top | 41.25
0020038560 | Inner plate | 55.09
0020038561 | Back panel | 153.34
0020038562 | Gas section | 223.91
0020038563 | Tube (with insulation) | 69.21
0020038564 | Insulation (pump) | 6.89
0020038565 | Insulation (heat exchanger) | 6.89
0020038571 | Condensate trap | 21.44
0020038572 | Heat exchanger dhw (19 plates) | 122.13
0020038573 | Hose (condensation) | 9.16
0020038574 | Tube (pump-sensor) | 29.04
0020038575 | Tube | 77.35
0020038576 | Tube | 21.44
0020038578 | Pump | 253.76
0020038579 | Tube (with insulation) | 69.21
0020038580 | Tube | 26.19
0020038582 | Support (expansion vessel) | 18.18
0020038583 | Tie rod | 12.99
0020038584 | Support (expansion vessel) | 11.47
0020038585 | Support (expansion vessel) | 16.69
0020038586 | Support (switch box) | 12.21
0020038588 | Ignition cable | 26.19
0020038589 | Cable tree (harness) | 41.25
0020038591 | Cover | 122.13
0020038592 | Support | 3.05
0020038593 | Cover (top plate front) | 47.22
0020038594 | Cover (top plate front) | 55.09
0020038595 | Side panel | 94.99
0020038596 | Insulation | 3.87
0020038597 | Insulation, middle | 47.22
0020038598 | Adapter (gas section) | 19.54
0020038599 | Tube (with insulation) | 77.35
0020038600 | Insulation, bottom | 44.24
0020038601 | Tube | 35.42
0020038603 | Insulation, middle | 44.24
0020038604 | Insulation, middle | 47.22
0020038605 | Non-return valve | 7.58
0020038607 | Tube (gas) | 77.35
0020038610 | Cover | 47.22
0020038611 | Tube | 188.62
0020038613 | Tube | 9.16
0020038614 | Tube | 9.94
0020038616 | Printed circuit (kit) | 392.17
0020038621 | Sealing ring, type C, (x10) | 6.07
0020038624 | Pump | 130.27
0020038625 | Support | 1.9
0020038626 | Screw, (x10) | 1.9
0020038627 | O-ring, (x10) | 4.58
0020038628 | Clip | 2.31
0020038630 | Clip, (x10) | 4.58
0020038631 | Nut, (kit of 4) | 3.87
0020038632 | Tube | 9.16
0020038634 | O-ring, (x10) | 2.68
0020038636 | Filter | 3.05
0020038639 | Nut, (x3) | 1.9
0020038641 | O-ring, (x10) | 2.68
0020038642 | Impeller (black) | 23.2
0020038643 | O-ring, (x10) | 3.05
0020038644 | Clip | 2.31
0020038645 | Tube | 23.2
0020038646 | O-ring, (x10) | 2.31
0020038648 | Wiring harness | 15.33
0020038649 | Tube | 13.71
0020038650 | Tube | 9.94
0020038652 | Screw, (kit of 4) | 6.07
0020038679 | Gasket kit | 13.71
0020038684 | Grommet | 1.15
0020038685 | Limiter | 4.58
0020038686 | Pressure gauge | 18.18
0020038688 | O-ring | 1.9
0020038689 | Sensor | 4.58
0020038690 | Valves (hydraulic) | 35.42
0020038691 | Back panel, control box | 16.69
0020038693 | Printed circuit board | 137.06
0020038694 | Igniter | 19.54
0020038695 | Sensor | 6.89
0020038696 | Gasket | 2.31
0020038697 | Clip | 2.31
0020038698 | Burner, 24 KW | 108.56
0020038699 | Burner, 30 KW | 108.56
0020038700 | Tube, drain tube | 29.04
0020038701 | Heat exchanger, 24 kw | 325.68
0020038702 | Heat exchanger, 30 KW | 360.96
0020038703 | Cover plate | 21.44
0020038704 | Filter | 1.53
0020038705 | Wiring harness | 130.27
0020038706 | Label | 6.89
0020038707 | Label | 6.89
0020038708 | Casing parts | 101.78
0020038709 | Electrode | 9.94
0020038710 | Siphon/trap | 38.54
0020038711 | Pressure relief valve, 3 bar | 15.33
0020038712 | Clip | 1.53
0020038713 | Limiter, 8.4l/m | 3.87
0020038735 | Cable tree (harness), compressor 14-17kW | 26.19
0020038738 | Harness, sensor | 69.21
0020038739 | Front panel (below) | 360.96
0020038740 | Heat exchanger, backup heater | 325.68
0020038741 | Pump, TOP RL 25/7,5 B, Brine circuit | 480.38
0020038742 | Pump, RS25/6, heating circuit | 137.06
0020038747 | Pump, RS25/7, Heating circuit | 160.13
0020038748 | Pump, TOP RL 25/7,5, Heating circuit | 480.38
0020038749 | Front panel (below) | 188.62
0020038750 | Pump, TOP-RL 25/8,5 B, Brine circuit | 480.38
0020038751 | Side panel | 175.05
0020038752 | Flow switch | 253.76
0020038755 | Handle ring, kit of 3 | 8.41
0020038756 | Sensor, temperature | 19.54
0020038757 | Sticker set (operation panel) | 13.71
0020038758 | Motor, actuator | 94.99
0020038759 | Sealing ring 1 1/2 (PK4) | 5.36
0020038760 | Compressor hood 06-10 kW | 86.85
0020038761 | Compressor hood 14-17 kW | 137.06
0020038762 | Cable tree, actuator cooling | 19.54
0020038763 | Heat exchanger, kit | 153.34
0020038810 | 4-Ways-Valve | 94.99
0020038816 | Fan propeller | 160.13
0020038824 | Filter dryer | 137.06
0020038826 | COMPRESSOR | 1031.32
0020038827 | Compressor | 1031.32
0020038829 | Compressor | 1110.03
0020038830 | Compressor | 1641.97
0020038831 | LIQUID ACCUMULATOR | 238.83
0020038839 | TOP COVER | 130.27
0020038846 | HEAT EXCHANGER | 1527.98
0020038850 | LIQUID ACCUMULATOR | 238.83
0020038851 | Valve, expansion | 283.61
0020038852 | Expansion valve | 297.18
0020038853 | Expansion valve | 223.91
0020038855 | COIL | 1070.67
0020038858 | HIGH PRESSURE SWITCH | 86.85
0020038859 | Sensor, high pressure | 130.27
0020038860 | Pump, Water | 607.94
0020038863 | Filter | 44.24
0020038865 | Pressure relief valve | 202.19
0020038868 | Expansion vessel | 82.78
0020038869 | Fan, magnetocaloric | 238.83
0020038870 | MAGNETOCALORIC 3A(FAN) | 108.56
0020038872 | MAGNETOCALORIC 32A(COMPRESSEUR) | 175.05
0020038873 | MAGNETOCALORIC 40A(COMPRESSEUR) | 238.83
0020038876 | COMPRESSOR'S CONDENSER | 153.34
0020038882 | WIRING HARNESS | 449.17
0020038883 | PIPING | 238.83
0020038886 | FRONT RIGHT COVER | 325.68
0020038887 | WATER OUTLETS' SUPPORT | 188.62
0020038889 | RIGHT-REAR SIDE COVER | 188.62
0020038891 | TOP COVER | 188.62
0020038894 | Support, fan | 238.83
0020038919 | PCB | 297.18
0020038931 | COMPRESSOR | 1031.32
0020038932 | MAGNETOCALORIC (COMPRESSEUR) | 238.83
0020038938 | Fan, Ventilation Group | 325.68
0020038945 | COIL | 360.96
0020038949 | Fan | 64.32
0020038950 | TURBINE | 69.21
0020038951 | VENTILATION GROUP | 480.38
0020038952 | VENTILATION GROUP | 544.16
0020038953 | VENTILATION GROUP | 650
0020038955 | CAPACITOR | 44.24
0020038956 | Capacitor | 47.22
0020038962 | GRILLE | 69.21
0020038963 | GRILLE | 77.35
0020038967 | Tube | 19.54
0020038968 | Tube | 94.99
0020038969 | Tube | 12.21
0020038970 | Tube | 12.21
0020038971 | Valve | 69.21
0020038972 | Tube | 86.85
0020038998 | Casing | 55.09
0020039044 | Burner chamber group 12kW | 44.24
0020039045 | Burner chamber group 24kW | 50.48
0020039046 | Burner chamber group 28kW | 55.09
0020039047 | Burner support 12kW H | 55.09
0020039048 | Burner support 12kW B | 55.09
0020039051 | Burner support 24kW H | 47.22
0020039052 | Burner support 24kW B | 55.09
0020039053 | Burner support 28kW H | 47.22
0020039054 | Burner support 28kW B | 59.44
0020039055 | Support (left + right) | 38.54
0020039056 | Support, (x2) | 38.54
0020039057 | Electrode | 18.18
0020039058 | Protection plate | 18.18
0020039061 | Tube gas | 26.19
0020039062 | Tube gas atmo | 31.75
0020039063 | Tube gas turbo | 31.75
0020039064 | Tube gas turbo | 50.48
0020039065 | Plug | 3.87
0020039066 | Heat exchanger, 88 fins | 188.62
0020039067 | Heat exchanger, 98 fins | 188.62
0020039068 | Heat exchanger, 101 fins | 253.76
0020039069 | Heat exchanger, 112 fins | 223.91
0020039070 | Combustion chamber | 77.35
0020039071 | Combustion chamber | 77.35
0020039072 | Support | 21.44
0020039073 | Front panel | 94.99
0020039074 | Side panel | 47.22
0020039075 | Plate (set) | 6.07
0020039076 | Flap, cover | 55.09
0020039077 | Hinge | 10.48
0020039078 | Covering plate | 3.87
0020039079 | Support | 1.9
0020039080 | Spacer | 3.05
0020039081 | Draft diverter 24kW | 59.44
0020039082 | Draft diverter 28kW | 69.21
0020039083 | Flue sensor | 31.75
0020039084 | Support | 11.47
0020039085 | Cover wind protection | 108.56
0020039086 | Cap flue gas 12-20kW | 47.22
0020039087 | Cap flue gas 24kW | 47.22
0020039088 | Cap flue gas 28kW | 55.09
0020039089 | Cap flue gas 32kW | 55.09
0020039090 | Fan 32kW modulating | 145.2
0020039091 | Outlet | 3.05
0020039092 | Insert, black | 4.58
0020039093 | Insert orange | 4.58
0020039094 | Insert nature | 3.87
0020039095 | Insert nature | 5.71
0020039096 | Insert green | 4.58
0020039097 | Insert green | 3.87
0020039168 | Front panel | 44.24
0020039169 | Control panel | 5.36
0020039170 | Gasket front panel (x2) | 5.36
0020039171 | Flue gas Cap | 26.19
0020039172 | Front panel spacer (x2) | 3.87
0020039173 | Fan flexible tube,cpl | 2.68
0020039174 | Burner | 31.75
0020039175 | ignition electrode | 10.97
0020039176 | Control electrode | 10.61
0020039177 | Burner support with nozzles G20 | 38.54
0020039179 | Burner support with nozzles G30 | 86.85
0020039180 | Burner air distributor plate | 12.99
0020039181 | insulation combustion chamber | 29.04
0020039182 | Heat exchanger | 572.65
0020039184 | Thermostat Heating and clip | 45.16
0020039185 | Gas valve, -SR 12 mm G20 | 145.2
0020039187 | Gas valve with regulator -8mm | 160.13
0020039188 | Gas valve assembly, with regulator 12mm | 188.62
0020039191 | Heating Pipe HE/3WV | 16.69
0020039192 | Heating Pipe HE/3WV | 18.18
0020039193 | Pumpe pipe | 8.41
0020039194 | Pump pipe | 14.52
0020039195 | Telescopic pipe | 9.94
0020039196 | Gas connection pipe | 8.41
0020039197 | Thermostat TTB | 8.57
0020039198 | Pressure safeguard/switch | 45.16
0020039200 | Cable Fan | 5.36
0020039201 | Cable tree (harness) | 44.24
0020039202 | Cable tree (harness) | 44.24
0020039203 | Supply harness | 5.36
0020039204 | Printed circuit board | 160.13
0020039206 | Electric connection box | 12.21
0020039322 | Cable tree | 9.16
0020039558 | Cover plate | 64.32
0020039559 | Cover plate | 90.92
0020039560 | Anode (G1 x 26 x 517) | 47.22
0020039561 | Cap | 12.21
0020039562 | Tube (L=114 mm, D=18mm) | 2.68
0020039563 | Tube (L=690mm, D=18mm) | 14.52
0020039564 | Tube (L=850 mm, D=18 mm) | 18.18
0020039565 | Plug, round | 3.05
0020039566 | Tube (L=597 mm, D=18 mm) | 4.58
0020039567 | Cap | 16.69
0020039568 | Insulation cap | 2.31
0020039569 | Drain cock | 18.18
0020039570 | Foot | 2.31
0020039571 | Plug | 6.89
0020039572 | Wiring harness | 9.94
0020039573 | Throttle | 26.19
0020039575 | Compression fitting 10 mm | 21.44
0020039576 | Safety assembly | 160.13
0020039690 | flange | 10.72
0020039691 | tube | 26.19
0020039692 | cable tree (harness) | 29.04
0020039693 | connection | 12.21
0020039695 | seal (set of 5) | 2.31
0020039696 | connection | 4.58
0020039697 | hose | 9.16
0020039698 | connection | 4.58
0020039699 | connection | 4.58
0020039700 | front panel | 94.99
0020039701 | frame | 3.87
0020039702 | Side panel, (rigth/left) | 55.09
0020039703 | Tube | 13.71
0020039704 | Tube | 12.99
0020039706 | Wiring harness | 10.72
0020039708 | Flow switch | 108.56
0020039709 | Cable tree | 6.89
0020039712 | tube | 10.72
0020039715 | tube | 18.18
0020039716 | support | 10.72
0020039717 | Water filter | 1.53
0020039718 | Diaphragm disc | 4.58
0020039719 | Wiring harness, fan | 31.75
0020039720 | support | 2.31
0020039721 | Plug | 1.9
0020039722 | Connection | 55.09
0020039723 | Gasket | 1.9
0020039735 | Fan | 130.27
0020039736 | Gas section | 122.13
0020039737 | O-ring, (x10) | 2.68
0020039738 | Adapter | 11.47
0020039739 | Tube (Gaspipe) | 23.2
0020039740 | Gasket, (x5) | 2.31
0020039741 | Cable tree (harness) | 26.19
0020039742 | Cable | 8.41
0020039743 | Sensing point | 12.21
0020039744 | Adapter | 3.05
0020039745 | Tube | 6.07
0020039746 | Condensate trap | 31.75
0020039747 | Lower part | 4.58
0020039748 | Connection | 1.9
0020039749 | Clip | 1.15
0020039751 | Connection | 5.36
0020039752 | Front panel | 77.35
0020039753 | Side panel, right + left | 47.22
0020039754 | Support, (kit of 2) | 1.15
0020039755 | Support | 8.41
0020039756 | Screw (4,2x13,5 Torx T20) | 1.9
0020039757 | Tube | 12.99
0020039758 | Gasket, (x5) | 1.15
0020039759 | Tube | 29.04
0020039760 | Sensor | 7.63
0020039762 | Tube | 19.54
0020039763 | Tube | 18.18
0020039764 | Clip | 1.9
0020039765 | Cable tree (harness) | 9.16
0020039766 | Support | 3.87
0020039767 | BASIC light guide | 1.15
0020039768 | Glass | 1.15
0020039769 | Screw, M6x16, (x5) | 2.68
0020039770 | Gasket 38x3 | 3.05
0020039772 | Gas section | 122.13
0020039773 | Tube | 69.21
0020039774 | support | 35.42
0020039777 | Side panel | 77.35
0020039778 | Side panel | 77.35
0020039779 | Cover | 26.19
0020039780 | Cover | 16.69
0020039781 | Storage water heater | 607.94
0020039782 | Storage water heater | 572.65
0020039783 | Storage water heater | 650
0020039784 | Pipe | 26.19
0020039785 | Pipe | 44.24
0020039786 | Pipe | 29.04
0020039787 | Pipe | 23.2
0020039788 | Pipe | 41.25
0020039789 | Pipe | 55.09
0020039790 | Pipe | 19.54
0020039791 | Pipe | 21.44
0020039792 | Pipe | 18.18
0020039793 | Pump | 253.76
0020039794 | Pipe | 21.44
0020039796 | Sensor - NTC (DHW outlet pipe) | 13.71
0020039797 | Pipe | 16.69
0020039798 | Pipe | 19.54
0020039799 | Pipe | 16.69
0020040015 | Control panel | 31.75
0020040016 | Side panel right & left | 160.13
0020040019 | Covering plate, (x5) | 3.87
0020040023 | Condensate trap (kit) | 21.44
0020040027 | Covering plate (x5) | 3.87
0020040028 | Tube gas | 26.19
0020040030 | Tube pump/exchanging superior | 18.18
0020040031 | Tube pump/exchanging inferior | 11.47
0020040032 | Outlet heating pipe | 15.33
0020040033 | Tube exchanging/block | 50.48
0020040034 | Tube hex-pump, cpl. (set) | 26.19
0020040036 | Electronics | 101.78
0020040037 | Clip, (x10) | 7.63
0020040038 | Cable tree supply | 15.33
0020040041 | Relay SRC | 38.54
0020040042 | Cable ignitor | 82.78
0020040154 | Display | 90.92
0020040298 | Clip | 2.31
0020040390 | Anode, G1x26x792 | 44.24
0020040391 | Tube(L=1100 mm, D=18 mm) | 18.18
0020040392 | Additional device VSN | 130.27
0020040393 | IRK VSN | 223.91
0020040395 | Cover | 130.27
0020040396 | Gasket | 4.58
0020040397 | Cover, with heat insulation | 90.92
0020040398 | Cable | 13.71
0020040399 | Casing | 55.09
0020040403 | T-piece | 50.48
0020040404 | Pressure relief valve | 26.19
0020040405 | T-piece | 41.25
0020040406 | Tap | 9.16
0020040407 | Clamp (PK2) | 10.72
0020040408 | Tube | 35.42
0020040504 | Adapter printed circuit | 64.32
0020040505 | Cowling | 392.17
0020040506 | Fitting | 31.75
0020040558 | Burner G30 | 175.05
0020040559 | Burner G30 type F | 160.13
0020040565 | Pipe | 31.75
0020040744 | Printed circuit | 160.13
0020041108 | Housing | 21.44
0020041162 | Gas section | 175.05
0020041163 | Air inlet duct | 23.2
0020041164 | Casing (Performance, grey) | 55.09
0020041284 | Harness | 12.21
0020041285 | Harness | 23.2
0020041800 | Gasket kit, service kit | 145.2
0020041803 | Gasket kit, service kit | 145.2
0020041808 | E-resistance 2 kW for thermosyphon | 223.91
0020041809 | E-resistance 3 kW for thermosyphon | 223.91
0020041889 | Tube | 15.33
0020041890 | Limiter, high temperature 12l/min | 15.33
0020041891 | Valve | 55.09
0020041892 | Hose | 15.33
0020041893 | Valve | 38.54
0020041904 | Gasket kit | 3.87
0020041905 | Pressure safeguard/switch | 35.42
0020041906 | Hose set | 5.36
0020041907 | Insert | 5.36
0020041908 | support filling valve | 11.47
0020041910 | support non-return valve | 9.94
0020041911 | Tube | 12.21
0020041912 | tube | 15.33
0020041913 | tube | 9.94
0020041914 | Tube | 14.65
0020041915 | Tube | 15.09
0020041916 | Tube 12+20kW atmo | 21.44
0020041917 | Tube 24kW atmo | 23.2
0020041918 | Tube 28kW atmo | 21.44
0020041919 | Tube 11-20kW turbo | 18.18
0020041921 | Tube 24-32kW turbo | 18.18
0020041922 | Tube 36kW turbo | 18.18
0020041923 | Tube | 19.54
0020041924 | Tube 12+20kW atmo | 23.2
0020041925 | Tube 24kW atmo | 24.86
0020041926 | Tube 28kW atmo | 23.2
0020041927 | Tube 11-20kW turbo | 26.19
0020041928 | Tube 24kW turbo | 29.04
0020041929 | Tube 28+32kW turbo | 29.04
0020041930 | Tube 36kW | 21.44
0020041931 | Tube 36kW | 19.54
0020041932 | Fastening strap | 6.07
0020041936 | Cable tree (harness) atmo | 26.19
0020041937 | Cable tree (harness) turbo | 35.42
0020041938 | Cable tree (harness) turbo (AC) | 44.24
0020041939 | Cable tree (harness) turbo (36kW/DC) | 47.22
0020041940 | Plug | 3.05
0020041941 | Screw (long) | 3.05
0020042355 | Conversion set, 24 LPG | 14.52
0020042437 | e-resistance 2kW for thermosyphon | 223.91
0020042438 | e-resistance 3kW for thermosyphon | 297.18
0020042516 | Conversion set ecoEURO H/P | 7.63
0020042517 | Conversion set ecoEURO P/H | 10.72
0020042518 | Conversion set H/P (only documents) | 3.87
0020042519 | Conversion set P/H (only documents) | 3.87
0020042520 | Conversion set ecoEURO H/P | 9.16
0020042521 | Conversion set ecoEURO P/H | 5.36
0020042553 | Gas conversion set G20 ->G30/31 | 15.33
0020042554 | Gas conversion G20 ->G30/31 | 12.21
0020042744 | Plug | 2.31
0020042745 | Cable tree (harness) | 26.19
0020042746 | Insulation | 21.44
0020042747 | Pump | 153.34
0020042905 | Valve heating 3 Bars | 9.94
0020043005 | Inlet heating pipe | 14.52
0020043006 | Sanitary pipe | 9.94
0020043007 | Gas pipe | 9.16
0020043009 | Flow limiter, 6l/min, (x10) | 29.04
0020043010 | Gas conversion set G30/31->G20 | 6.07
0020043011 | Gas conversion set G30/31->G20 | 3.87
0020043012 | Gas conversion set G20 ->G230/25.1/41 | 5.36
0020043013 | Gas conversion G20 ->G230/25.1/41 | 5.36
0020043014 | Gas conversion set GZ50->GZ35 | 8.41
0020043015 | Gas conversion set GZ50->GZ35 | 8.41
0020043086 | Connector to burner | 35.42
0020043095 | Blind flange | 6.07
0020043097 | Ball valve 3/4 - gas | 21.44
0020043103 | Smoke hat 40 TLO | 64.32
0020043104 | Smoke hat 50 TLO | 69.21
0020043121 | Heat exch. TLO,PLOS 5 elements | 724.64
0020043169 | Tube LRU 23 grey (ELPO) | 3.87
0020043192 | Glass 0,5mm (35x20) | 1.53
0020043200 | Rubber grommet 13x1 | 0.81
0020043206 | Collar to burner S-D | 3.05
0020043211 | Ball valve 6/4 | 39.41
0020043215 | Heat exchanger 105369 | 360.96
0020043217 | O-ring, (x10) | 3.85
0020043229 | Elbow 6/4 | 9.16
0020043230 | Reduction 1- 3/4 | 7.63
0020043345 | Breaker insulation 20 PLO | 9.94
0020043346 | Breaker insulation 40 TLO | 14.52
0020043353 | El. panel B100M | 13.71
0020043355 | Wire V016F | 1.9
0020043356 | Side cover 12 SOO,SOR | 108.56
0020043366 | Top cover 12T | 10.72
0020043369 | Top cover 20 TLO,PLOs | 59.44
0020043373 | El. panel strip B100M | 3.87
0020043388 | Back cover 120 SOO,SOR | 153.34
0020043416 | Terminal board insul. B100M | 1.15
0020043417 | Big hinge 50 STR nicl | 6.89
0020043420 | Interconnection chimney 50 SOO | 11.47
0020043421 | Wire set B100M | 9.94
0020043429 | Thermal reflector 30 TLO | 11.47
0020043440 | Gas tube LI v.1 | 12.21
0020043445 | Tube CHW - input 50 SOO | 47.22
0020043446 | Tube HHW - 50 SOO | 59.44
0020043453 | Tube HW 6/4-outlet 40,50 TLO | 16.69
0020043467 | Cage pin nickel | 2.31
0020043471 | Perforation-back cover 370/420 | 16.69
0020043477 | Side seal 12 | 1.9
0020043482 | Tube HW 6/4 - inlet 40,50 TLO | 9.94
0020043500 | Support, thermostat | 2.68
0020043520 | Insulation of upper cover 40LI | 9.94
0020043525 | Stem (026050) | 9.16
0020043527 | Top cover (022319) | 12.99
0020043528 | Flange (060245) | 31.75
0020043529 | Assembly bracket (022166) | 16.69
0020043534 | Label PROTHERM 90mm | 2.31
0020043555 | Insul. of upper cover 60KLOK13 | 13.71
0020043565 | Inlet distribution DHW 120 | 65.67
0020043570 | Combustion chamber cover-front | 18.18
0020043577 | Thermostat cover bim. | 1.53
0020043583 | Desc. of ther. board KLZ v.13 | 1.15
0020043598 | Plate heat exchanger E5N/12 | 61.31
0020043610 | Frame 45 TLO P | 15.33
0020043626 | Wire - MO73 | 11.47
0020043694 | BURNER HOLDER 60PLO | 115.35
0020043704 | Wire 60PLO15 | 31.75
0020043707 | Wire fitting with tape 175057 | 2.31
0020043708 | Terminal board pad | 1.9
0020043709 | Base 23BOVE v.2 | 14.52
0020043710 | Sealing ring 32x2 microsponge (x5) | 2.31
0020043713 | Interconnection 2 pole | 5.36
0020043714 | Packet - adaptor for PT50 | 38.54
0020043720 | Set - hanging v.17 | 12.21
0020043732 | BURNER INSULATION 60PLO | 26.19
0020043785 | BURNER DOOR | 108.56
0020043786 | BURNER DOOR INSULATION | 90.92
0020043789 | INSPECTION DOOR | 64.32
0020043790 | DOOR INSULATION | 26.19
0020043791 | REFLECTION BOARD RIGHT | 29.04
0020043792 | REFLECTION BOARD LEFT | 35.42
0020043803 | SIDE COVER RIGHT | 153.34
0020043805 | SIDE COVER RIGHT | 137.06
0020043806 | SIDE COVER LEFT | 137.06
0020043807 | SIDE COVER LEFT | 145.2
0020043809 | Side cover left 6seg. (006572) | 137.06
0020043810 | TOP COVER | 86.85
0020043811 | TOP COVER | 101.78
0020043813 | TOP COVER | 94.99
0020043817 | INSULATIN BACK | 41.25
0020043818 | CAST IRON ELEMENT INSULATION | 31.75
0020043819 | CAST IRON ELEMENT INSULATION | 35.42
0020043820 | CAST IRON ELEMENT INSULATION | 38.54
0020043821 | CAST IRON ELEMENT INSULATION | 44.24
0020043822 | PANEL COVER | 55.09
0020043843 | Tank, 60 L | 544.16
0020043857 | Operation board ELKOT1 | 16.69
0020043859 | Tube HW-inlet | 12.21
0020043860 | Tube HW-outlet | 13.71
0020043871 | Clip of support | 3.05
0020043873 | Instalation set | 35.42
0020043877 | Base of tank | 64.32
0020043880 | Hydroblock 15AS42 | 108.56
0020043886 | Bearer of the pump | 11.47
0020043887 | Coupling DCW - 1/2 | 18.18
0020043892 | Strip of comb. chamb. left | 6.07
0020043893 | Strip of comb. chamb. right | 6.07
0020043911 | Comb. chamber base EKO | 31.75
0020043916 | Washer K+V | 8.41
0020043918 | Clip D 20,2 | 1.53
0020043920 | EL.PANEL FOIL KKZ | 10.72
0020043931 | Hose SP 130-20mm | 2.31
0020043946 | Phial pocket, cpl. | 13.71
0020043947 | Tie rod, with thread | 7.63
0020043948 | Anchor rod (105 kW) | 9.94
0020043949 | Gas pipe, cpl. up to 115 kW, NOx-3 | 50.48
0020043950 | Inspection gasket - silicon | 2.68
0020043951 | Burner tube | 18.18
0020043956 | Base, 15segmented | 392.17
0020043957 | Tie rod, with thread | 10.72
0020043963 | Pipe, inlet HW 12KTZ17 | 29.04
0020043964 | Pipe, inlet HW 12KTZ17 | 23.2
0020043965 | Burner holder 20TLO15 | 47.22
0020043968 | Burner holder 50TLO15 | 77.35
0020043969 | Burner isolation 20TLO15 | 12.51
0020043970 | Burner isolation 30TLO15 | 9.94
0020043971 | Burner isolation 40TLO15 | 12.21
0020043972 | Burner isolation 50TLO15 | 16.36
0020043982 | Electro panel TLO15, cpl. | 115.92
0020043983 | Holder TLO15 | 3.87
0020043985 | Side cover right 8seg. | 101.78
0020043986 | Side cover light 7seg. | 145.2
0020043987 | Side cover light 8seg. | 101.78
0020043988 | Top cover 7seg. | 101.78
0020044001 | Top cover 8seg. | 86.85
0020044007 | Burner holder 50KLO v.15 | 59.44
0020044008 | Burner holder 20PLO v.15 | 59.44
0020044009 | Burner holder 40PLO v.15 | 69.21
0020044010 | Burner holder 50PLO v.15 | 69.21
0020044013 | Extension body PT50 | 18.18
0020044014 | Connector | 6.89
0020044015 | Extension top cover PT50 | 44.24
0020044025 | Burner holder 20KLZ15 | 47.22
0020044026 | Burner holder 40KLZ15 | 55.09
0020044027 | Base, 8segmented | 268.69
0020044028 | Front 8segmented diverter | 64.32
0020044029 | Back 8seg. draught diverter | 55.09
0020044030 | 8segm. comb. chamber sheet | 35.42
0020044031 | 8segmented cover | 23.2
0020044040 | Turbo basic J16 | 38.54
0020044552 | Retooling kit, screws (for 303917) | 2.31
0020044555 | El.boiler heat exch. 12-18kW 1 | 94.99
0020044558 | Frame UNI 40 | 16.69
0020044564 | Element insulation 8seg.010222 | 69.21
0020044565 | Merger 2 KKZ | 10.72
0020044567 | Exp. vessel holder, unpaint. | 6.07
0020044568 | Display panel PUI Tiger v.17 | 35.42
0020044571 | Base water tank M | 77.35
0020044578 | Tube exp.10L-3 | 16.69
0020044579 | Tube HW-inlet EDK | 14.52
0020044580 | Tube HW-outlet EDF | 12.21
0020044585 | Beam SIT 30KKZ | 6.89
0020044586 | Wire M090 | 1.53
0020044587 | Wire 60KLO15 | 35.42
0020044588 | Wire M094 | 9.16
0020044589 | Silicon hose-7/10 | 3.87
0020044594 | 10segmented base | 188.62
0020044595 | Front 10seg. diverter | 69.21
0020044596 | Cap - 10seg. | 26.19
0020044597 | Combustion chamber cover | 55.09
0020044598 | El. board beam | 12.21
0020044599 | Electroboard | 26.19
0020044600 | Terminative sheet L | 18.18
0020044601 | Terminative sheet, R | 16.69
0020044602 | Cover insulation L | 4.58
0020044603 | Cover insulation R | 3.87
0020044604 | Holder of insulation cover | 4.58
0020044605 | Cover, 10segmented insulation | 77.35
0020044606 | 10segmented perforated cover | 26.19
0020044607 | 10segmented back cover | 77.35
0020044608 | Support, 10segmented electroboard | 31.75
0020044610 | Exchanger insulation 10seg. | 35.42
0020044611 | Interrupt. insulation 10seg. | 23.2
0020044616 | Burner rail, 10seg. Standart | 268.69
0020044618 | Tube-gas 2V | 47.22
0020044620 | Tube, input HW 10seg. | 77.35
0020044621 | Pilot burner tube 1 | 9.94
0020044622 | Seal 60x60x2 | 4.58
0020044623 | Distributor plug | 4.58
0020044631 | Wire-set 85KLO12 | 41.25
0020044633 | Connector-0,65m | 12.21
0020044637 | Drum of boiler 8 el. | 1260.65
0020044638 | Drum of boiler 10 el. | 1527.98
0020044639 | Drum of boiler 12 elements | 1697.58
0020044640 | Drum of boiler 15 elements | 1952.72
0020044641 | Heat exchanger (cast metal) | 2621.72
0020044645 | Electroboard cover | 21.44
0020044646 | Plastic distance spacer | 1.15
0020044647 | 12segmented base | 188.62
0020044648 | 8seg. cover insulation | 77.35
0020044649 | 12seg. cover insulation | 64.32
0020044650 | 8segmented perforated cover | 19.54
0020044652 | Support, 8segmented electroboard | 29.04
0020044653 | 12segmented electroboard | 23.2
0020044654 | 8segmented front cover | 55.09
0020044655 | Burner rail, 8seg. Standart | 223.91
0020044656 | Burner holder 12seg. Standard | 160.13
0020044660 | Cap - 12seg. | 26.19
0020044661 | Front 12seg. diverter | 77.35
0020044662 | Back 12seg. diverter | 82.78
0020044663 | Sheet of comb. chamber -12seg. | 41.25
0020044664 | Tube-input HW 8seg. | 77.35
0020044665 | Tube-input HW 12seg. | 55.09
0020044666 | Insulation 8seg. Standard | 12.21
0020044671 | Insulation, exchanger 8seg. | 44.24
0020044672 | Insulation, Interrupt. 8seg. | 29.04
0020044673 | Interrupt. insulation 12seg. | 35.42
0020044676 | Wire - M095 | 3.46
0020044677 | Wire - VN100 | 7.07
0020044678 | El. panel foil Panther 17 | 15.33
0020044679 | Smoke hat P16 | 50.48
0020044681 | Tube outlet HW - tank | 18.18
0020044682 | Holder beam front T17 | 6.89
0020044683 | Top tank holder - T17 | 9.16
0020044684 | Down tank holder - T17 | 5.36
0020044685 | Expansion holder DHW L - T17 | 3.05
0020044686 | Expansion holder DHW R - T17 | 3.05
0020044687 | Expansion holder down - T17 | 3.05
0020044688 | Expansion holder side - T17 | 3.87
0020044691 | Packet - adaptor for PT20, 30, 40 | 47.22
0020044695 | Cover back 50TLO15 | 55.09
0020044696 | Holder e-block 20TLO15 | 12.99
0020044697 | Holder e-block 30TLO15 | 21.44
0020044698 | Holder e-block 40TLO15 | 13.71
0020044699 | Holder e-block 50TLO15 | 18.18
0020044700 | Pipe pilot burner TLO15 | 9.17
0020044701 | Cover, back 20TLO15 | 38.54
0020044704 | Wire - M096 | 12.99
0020044705 | Connector PA256/7.62/6POLI HO | 6.89
0020044707 | Support, electroboard 15seg. | 38.54
0020044708 | 17segmented electroboard | 35.42
0020044709 | 15segmented perforated cover | 44.24
0020044710 | 17segmented perforated cover | 35.42
0020044712 | Cover, insulation 15seg. | 94.99
0020044713 | Cover, insulation 17seg. | 101.78
0020044714 | Front cover 15segmented | 77.35
0020044715 | 15segmented back cover | 122.13
0020044719 | 17segmented base | 283.61
0020044720 | Draught diverter, front 15seg. | 115.35
0020044721 | Back 15seg. diverter | 77.35
0020044722 | Front 17seg. diverter | 122.13
0020044723 | Back 17seg. diverter | 115.35
0020044724 | Cap, 15seg. | 41.25
0020044725 | Cap - 17seg. | 44.24
0020044726 | Combustion chamber cover, 15seg. | 69.21
0020044727 | Protection plate, comb. chamber -17seg. | 101.78
0020044728 | Insulation, diverter 15seg. | 47.22
0020044729 | Insulation, diverter 17seg. | 55.09
0020044730 | Insulation, exchanger 15seg. | 82.78
0020044731 | Insulation, exchanger 17seg. | 82.78
0020044737 | Gas pipe | 55.09
0020044739 | Tube-gas 30 | 64.32
0020044740 | Tube, input HW 15seg. | 86.85
0020044742 | Burner rail, 15seg. standart | 268.69
0020044744 | Burner holder 17seg. Standart | 297.18
0020044745 | Cover, back 30TLO15 | 38.54
0020044747 | Screw | 2.31
0020044748 | Burner-tube 184.0334.00 LNOx | 77.35
0020044750 | Hose jacket 20,5-23 | 2.31
0020044751 | Hose jacket 25-28 | 2.68
0020044753 | Wire - M098 (modulator) | 10.72
0020044760 | Ring, Cu 15x9,8x1 | 1.53
0020044761 | Thermostats cover | 1.9
0020044763 | Insulation 17seg. S2 | 9.16
0020044765 | Insulation 15seg. L2 | 11.47
0020044767 | Insulation 15seg. L3 | 7.63
0020044774 | Water tank, (exchanger), 90 L | 763.99
0020044776 | drain valve | 10.72
0020044782 | Valve, cpl. (non-return valve) | 9.16
0020044783 | Flow pipe, cpl. | 44.24
0020044784 | End section, left | 221.26
0020044785 | End section, right | 215.05
0020044786 | Central section | 153.34
0020044788 | Gas Valve, VR432PE5011 | 650
0020044790 | Nipple | 7.07
0020044791 | Tie rod, with thread | 7.63
0020044792 | Tie rod, with thread | 9.16
0020044796 | burner blade, Polidoro, NOX-3 | 31.3
0020044797 | Injector, 1.55 VK/9, NOX-3 | 8.41
0020044798 | Support, burner blade NOX-3 65 kW | 15.33
0020044799 | Crossarm, burner blade, NOX-3, 85 kW | 13.71
0020044800 | crossarm, burner blade, NOX-3, 105 kW | 16.69
0020044801 | Support, burner blade NOX-3 130 kW | 29.04
0020044802 | Support, burner blade NOX-3 150 kW | 35.42
0020044806 | Elbow, cpl. | 23.2
0020044838 | Seal 70x70x2 | 6.07
0020044878 | Top cover-10seg. | 90.92
0020044879 | Back cover-12seg. | 64.32
0020044889 | Display panel Leopard v.17 | 34.13
0020044900 | Pipe HW outlet K17T | 13.71
0020044901 | Pipe HW outlet B17T | 15.33
0020044903 | Top cover-15seg. | 108.56
0020044905 | Top cover to semiturbo, white | 44.24
0020044906 | Pipe HW outlet BO17T | 12.99
0020044907 | Pipe HW outlet KO17T | 13.71
0020044908 | Wire-set 24BTV17-06 | 29.04
0020044909 | Wire-set 24BOV17-06 | 26.19
0020044910 | Wire Z069-supply cable | 11.47
0020044912 | Wire-set 24KOV17-06 | 31.75
0020044913 | Thermostat reversible 92+/-3°C | 5.71
0020044914 | Refill valve v.17 (12.0061) | 23.37
0020044920 | Electrode, ignition Atmo | 15.33
0020044921 | Cable Leopard - outdoor sensor | 6.07
0020044926 | Cover, back 40TLO15 SP | 21.44
0020044927 | Cleaning brush BNX | 10.72
0020044934 | Cover 24 D v.1,v.18 | 35.42
0020044942 | Burner ramp SD 14 ram.1.30DIN | 26.19
0020044946 | Loose Items pack | 9.16
0020044964 | Gasket, (x10) | 9.16
0020044965 | Gasket, (x10) | 7.63
0020044966 | Connection bag (kit) | 55.09
0020044967 | Sealing ring (kit) | 1.53
0020044968 | Filter, limitor (6+8l/min), o-ring | 8.41
0020044969 | Double-flow exit | 31.75
0020044971 | Tube CV 22mm TB24.23T | 297.18
0020044973 | Biconical nipples 1 1/2 | 4.58
0020044974 | Cast iron boilerblock - 2 sections | 689.36
0020044975 | Cast iron boilerblock - 3 sections | 841.34
0020044976 | Cast iron boilerblock - 4 sections | 993.32
0020044977 | Cast iron boilerblock - 5 sections | 1145.31
0020044978 | Cast iron boilerblock - 6 sections | 1298.65
0020044979 | Bison control panel (NL) | 188.62
0020044980 | Spacer for door tie rods | 4.58
0020044981 | Cast iron front section | 360.96
0020044982 | Cast iron intermediate section | 223.91
0020044983 | Cast iron interme. sect.(60/5 and 71/6) | 223.91
0020044984 | Cast iron rear section | 325.68
0020044985 | Thermostat pocket 1/2 x 220 | 11.47
0020044986 | Gasket 61x48x3 ( 1.1/2) | 2.31
0020044987 | Casing Bison boiler /2 | 283.61
0020044988 | Casing Bison boiler /3 | 325.68
0020044989 | Casing Bison boiler /4 | 325.68
0020044990 | Casing Bison boiler /5 | 449.17
0020044991 | Casing Bison boiler /6 | 392.17
0020044992 | Burner Insulation plate for door | 35.42
0020044993 | Cleaning Insulation plate for door | 14.52
0020044994 | Cast iron door | 101.78
0020044996 | Plug 1/2 x 1/2 | 9.16
0020044997 | Spy hole | 4.58
0020044998 | Thermometer cap. 1Mt. | 18.18
0020044999 | Boiler thermostat 40-90°c | 19.54
0020045000 | Safety thermostat 100°c | 23.2
0020045001 | Tie rods 10x150 - for door | 1.9
0020045002 | Tie rods 10x215 - 2 sections | 2.31
0020045003 | Tie rods 10x320 - 3 sections | 3.05
0020045004 | Tie rods 10x430 - 4 sections | 4.58
0020045005 | Tie rods 10x510 - 5 sections | 6.07
0020045006 | Tie rods 10x625 - 6 sections | 5.36
0020045007 | Main switch | 10.72
0020045008 | Thermostat setting knob | 8.41
0020045029 | Turbulator 36x500 | 12.21
0020045030 | Turbulator 36x670 | 13.71
0020045031 | Turbulator 36x840 | 23.2
0020045032 | Turbulator 36x1200 | 18.18
0020045033 | Turbulator 48x1500 | 26.19
0020045034 | Turbulator 48x1800 | 31.75
0020045035 | Turbulator 48x2000 | 38.54
0020045036 | Thermostat, working 66/100°C | 50.48
0020045037 | Thermostat, safety 110°C | 64.32
0020045038 | Thermostat, 0/90°, wire 3000 | 44.24
0020045039 | Rectangular black thermometer | 26.19
0020045040 | Spy glass | 13.71
0020045041 | Gasket 30x22x1,5 | 6.89
0020045042 | Seal 16x16 | 145.2
0020045043 | Seal 25x25 | 145.2
0020045044 | Door seal 30x30 | 55.09
0020045045 | Switch 10A-250V MOLVENO | 6.89
0020045046 | Green lamp | 9.94
0020045047 | Handle thermostat regulator | 6.89
0020045055 | Exchanger door - 30KKZ SP | 122.13
0020045056 | Heat exchanger body - 30KKZ SP | 419.31
0020045057 | Burner - 30KKZ SP | 77.35
0020045075 | Handle, (kit of 2) | 6.92
0020045079 | O-ring, (x10) | 1.9
0020045081 | Gasket, (x10) | 6.89
0020045082 | Gasket, (x10) | 6.07
0020045083 | Lever | 1.53
0020045391 | Printed circuit board | 86.85
0020045610 | Sealing ring, (x10) | 8.41
0020045918 | Tube | 7.63
0020045919 | Tube | 7.63
0020045920 | Tube | 12.99
0020045921 | Tube | 41.25
0020045922 | Tube | 31.75
0020045923 | Sensor, Vortex, DN15 | 44.24
0020045924 | Throttle | 3.05
0020045925 | Gas section | 130.27
0020045926 | Throttle jet 2 x 3.50 | 3.87
0020045927 | Throttle jet 2 x 4.20 | 3.87
0020045928 | Wiring harness | 41.25
0020045929 | Nut | 2.68
0020045930 | Tube | 31.75
0020045931 | Tube | 35.42
0020045951 | Tube | 21.44
0020045952 | Fuse, T4H, (x10) | 4.58
0020045953 | Cable connector (set) | 6.89
0020045954 | Tube | 55.09
0020045955 | Glass | 47.22
0020045956 | Tube | 15.33
0020045957 | NTC-sensor L=1250 mm | 13.71
0020045958 | NTC-sensor L=800mm | 13.71
0020045960 | Display | 108.56
0020045965 | Plug | 9.16
0020045966 | Casing | 23.2
0020045967 | Printed circuit board | 153.34
0020045968 | Wiring harness | 5.36
0020045969 | Screw connection | 29.04
0020045971 | Tube | 77.35
0020045972 | Sensor (NTC) | 16.69
0020045973 | Adapter | 283.61
0020045974 | Filter | 23.2
0020045975 | O-ring, (x10) | 11.47
0020045976 | Tube | 55.09
0020045977 | Sensor (Vortex) | 122.13
0020045978 | Tube | 47.22
0020045979 | O-ring, (x10) | 5.36
0020046105 | Harness (Backup heater) | 3.87
0020046106 | Heat insulation, keyhole | 6.07
0020046107 | Insulation front, set | 137.06
0020046108 | Insulation, heat exchanger, set | 18.18
0020046109 | Motor, actuator mixer | 137.06
0020046110 | Clamp | 77.35
0020046115 | Strap, Sound-insulation | 59.44
0020046141 | Company plaque | 4.58
0020046142 | Company plaque | 4.58
0020046143 | Housing | 86.85
0020046171 | Strip | 35.42
0020046177 | Printed circuit board | 202.19
0020046403 | Flue gas restrictor, d=39 mm | 1.9
0020046404 | Connection kit | 64.32
0020046405 | Connection kit | 14.52
0020046406 | Washer bag + limiter 12L | 4.58
0020046407 | Washer bag + limiter 8L | 6.07
0020046419 | Tube | 18.18
0020046422 | Covering | 137.06
0020046423 | Covering | 115.35
0020046425 | Gas shut-off valve - bend | 55.09
0020046429 | Potentiometer (37.6 kOhm) | 41.25
0020046431 | Flange | 38.54
0020046466 | Conversion set (B) | 6.89
0020046467 | Conversion set (H) | 9.94
0020046476 | Tube | 55.91
0020046477 | Tube | 44.24
0020046478 | Fitting | 21.44
0020046479 | Connection | 69.21
0020046480 | Tube | 86.85
0020046481 | Connection | 77.35
0020046482 | Connection | 77.35
0020046544 | Connection telescopic | 7.63
0020046545 | Pipe - Heat exchanger / 3WV | 16.69
0020046546 | Pipe - Heat exchanger / Pump | 11.47
0020046547 | Pipe - Heat exchanger / 3WV | 21.44
0020046548 | Pipe - Gas | 8.41
0020046549 | Pipe - Gas | 9.16
0020046550 | Telescopic tube | 5.36
0020046551 | Telescopic tube | 6.07
0020046613 | Cap flue gas | 115.35
0020046614 | Cap flue gas | 108.56
0020046737 | Counterflange-assembled for 90L tanks SP | 238.83
0020046759 | Adapter (gas section) | 21.44
0020046760 | Tube | 223.91
0020046782 | Plate | 65.59
0020046862 | Tube | 77.35
0020046863 | Gas pipe | 69.89
0020046864 | Cover | 9.94
0020046915 | Foot | 5.36
0020046917 | Elbow | 29.04
0020046918 | Elbow | 41.25
0020046919 | Valve | 69.21
0020046920 | fitting | 11.47
0020046921 | Pipework | 69.21
0020046922 | Pipework | 31.75
0020046923 | Pipework | 23.2
0020046924 | Pipework | 64.32
0020046925 | fitting | 4.58
0020046926 | screw, (x10) | 1.9
0020046927 | Nut | 1.53
0020046928 | Compression union | 16.69
0020046929 | Pipework | 31.75
0020046930 | fitting | 7.63
0020046933 | screw, (x10) | 1.15
0020046935 | Adapter | 2.68
0020046936 | O-ring, (x5) | 2.31
0020046937 | Pipework | 5.36
0020046938 | Temperature sensitive element | 13.71
0020046940 | side panel LH | 69.21
0020046941 | side panel RH | 59.44
0020046942 | front panel | 90.92
0020046943 | clip | 1.9
0020046945 | clip | 1.9
0020046948 | Connection | 19.54
0020046949 | Support | 4.58
0020046950 | Screw M5 x 18 mm | 1.53
0020046952 | Connection | 7.63
0020046953 | Connection | 9.16
0020046955 | Pipework | 6.07
0020046957 | Heat exchanger DHW, 28 plates | 115.35
0020046958 | clamp | 5.36
0020046960 | Pipework | 44.24
0020046961 | Pipework | 23.2
0020046963 | Pipework | 115.35
0020046964 | Connection | 47.22
0020046965 | Flat sealing ring | 2.31
0020046966 | Condensate trap | 2.31
0020046967 | Ring condensate connection | 1.9
0020046968 | Nut | 1.53
0020046969 | Fitting | 12.21
0020046970 | Pump | 283.61
0020046972 | Connection | 50.48
0020046973 | Pipework | 47.22
0020046974 | Pipework | 38.54
0020046975 | Clip | 2.31
0020046976 | Pipework | 26.19
0020046977 | Pipework | 8.41
0020046978 | top panel | 86.85
0020046979 | Expansion vessel | 115.35
0020046980 | Hose | 35.42
0020046982 | Expansion vessel | 145.2
0020046983 | Hose | 41.25
0020046985 | Gasket | 2.68
0020046987 | Box | 31.75
0020046988 | Fitting | 2.31
0020046991 | Cable tree (harness) | 26.19
0020046992 | Cable tree (harness) | 23.2
0020046994 | front panel | 130.27
0020047001 | Diverter valve | 59.44
0020047002 | By-pass | 10.72
0020047003 | Pump | 160.13
0020047005 | Pressure relief valve, 3 bar | 13.71
0020047006 | Clip, (x10) | 9.94
0020047007 | Drain piece | 21.44
0020047008 | Float | 2.68
0020047010 | Gasket, (x10) | 2.68
0020047011 | Gasket, (x10) | 8.41
0020047012 | Gasket, (x10) | 4.58
0020047013 | Screw, (x10) | 1.9
0020047014 | Gasket, type C, (x10) | 6.89
0020047015 | Screw, (x10) | 3.05
0020047019 | Clip, (x10) | 3.05
0020047020 | NTC-sensor (DHW outlet pipe) | 5.36
0020047021 | O-ring, (x10) | 4.58
0020047022 | Nut, (x4) | 6.07
0020047024 | Gasket, (x10) | 8.41
0020047026 | O-ring, (x10) | 2.31
0020047027 | Sensor, NTC | 6.7
0020047029 | Cable | 8.41
0020047030 | Cable, ignition lead | 11.47
0020047032 | Connection | 3.87
0020047033 | Valve | 11.47
0020047034 | Sealing ring, (x10) | 2.31
0020047035 | Valve | 77.35
0020047036 | Gasket, (x10) | 2.68
0020047037 | Hose | 11.47
0020047038 | Hose | 7.63
0020047039 | Hose | 6.07
0020047040 | Hose | 6.07
0020047041 | Hose | 6.07
0020047042 | Pipework | 26.19
0020047043 | Pipework | 6.07
0020047044 | Pipework | 35.42
0020047045 | Drain piece | 23.2
0020047046 | Nut | 2.68
0020047047 | Connection | 6.89
0020047048 | Connection | 9.94
0020047049 | Connection | 13.71
0020047050 | Connection | 11.47
0020047051 | Plug | 21.44
0020047053 | Ignition electrode | 12.21
0020047082 | Screw, (x10) | 1.53
0020047093 | Gasket, (x10) | 3.87
0020047095 | Gasket, (x10) | 2.31
0020047118 | Sensor, pressure | 18.18
0020047146 | Anode 150L + 200L | 23.2
0020047147 | Anode 300L | 35.42
0020047148 | Fitting | 160.13
0020047149 | Clamp, (kit of 2) | 29.04
0020047150 | Fitting, (kit of 2) | 38.54
0020047151 | Fitting, (kit of 2) | 47.22
0020047152 | Fitting, (kit of 2) | 50.48
0020047153 | Gasket | 6.89
0020047154 | Pressure relief valve | 55.09
0020047155 | Cover | 108.56
0020047157 | Anode | 19.54
0020047158 | Anode | 47.22
0020047159 | Fitting | 108.56
0020047160 | Clamp (PK2) | 21.44
0020047161 | Fitting (PK2) | 26.19
0020047162 | Fitting (PK2) | 31.75
0020047163 | Fitting (PK2) | 35.42
0020047164 | Gasket | 5.36
0020047168 | Pressure relief valve | 38.54
0020047169 | Cover | 77.35
0020047170 | Flange | 26.19
0020047173 | Fan | 449.17
0020047174 | Fan | 607.94
0020047175 | Fan | 449.17
0020047176 | Fan | 607.94
0020047177 | Front panel | 325.68
0020048228 | Tube | 55.09
0020048229 | Front panel | 137.06
0020048230 | Front Side panel | 94.99
0020048231 | Back Side panel | 94.99
0020048232 | Seal of panel (x2) | 6.89
0020048233 | Instrument panel | 44.24
0020048234 | Instrument panel | 50.48
0020048235 | Screw (x10) | 1.53
0020048236 | Clip, (kit of 2) | 2.31
0020048239 | Ring cover | 29.04
0020048240 | Strip terminal | 19.54
0020048242 | Pipe bushing | 9.94
0020048243 | Heat exchanger | 572.65
0020048244 | Burner (14 burner chamber group) | 31.75
0020048245 | Burner (17 burner chamber group) | 41.25
0020048246 | Burner (18 burner chamber group) | 38.54
0020048247 | Burner support with 18 nozzles G30 | 283.61
0020048248 | Strap (x2) | 3.87
0020048249 | Ashtray | 11.47
0020048250 | Expansion vessel heating | 103.52
0020048251 | Cylinder, 20 L | 325.68
0020048252 | Manifold, water tank, (x2) | 5.36
0020048254 | Motor pump 1300L/h | 188.62
0020048255 | Motor pump 1500L/h | 238.83
0020048256 | Motor pump dcw | 178.75
0020048257 | Housing of motor pump DHW | 41.25
0020048258 | Non-return valve | 11.41
0020048259 | O-ring | 4.58
0020048260 | Burner support with 18 nozzles G20 | 283.61
0020048261 | Filling valve | 175.05
0020048262 | Tube expansion vessel dcw | 38.54
0020048263 | Gasket, (x10) | 11.47
0020048266 | Hose dcw | 55.09
0020048267 | Hose dcw | 47.22
0020048268 | Hose dcw | 44.24
0020048269 | Clip, (x10) | 13.71
0020048270 | Storage water heater tube | 16.69
0020048271 | Tube heating | 31.75
0020048272 | Tube heating | 16.69
0020048273 | Tube heating | 12.99
0020048274 | Housing of Vortex with plug | 21.44
0020048275 | Flow sensor, Vortex | 41.25
0020048276 | Tube heating | 12.21
0020048277 | Tube heating | 12.21
0020048278 | Tube heating | 15.33
0020048279 | Telescopic connection 3/4 | 18.18
0020048280 | Tube heating | 11.47
0020048281 | Gas connection tube | 9.16
0020048282 | Gas connection tube | 9.94
0020048284 | PCB, ISOTWIN / MAX 35KW | 175.05
0020048285 | Interface card | 59.44
0020048286 | Printed cuicuit board, display | 137.06
0020048288 | Cable tree (harness) | 6.89
0020048290 | Harness radio module | 5.36
0020048291 | Cable tree main lines | 55.09
0020048292 | Cable tree main lines | 160.13
0020048293 | Cable tree supply + switch On/Off | 18.18
0020048294 | Cable ignitor | 12.99
0020048295 | Pressure switch | 44.24
0020048296 | Plastic button on /off | 2.68
0020048297 | Temperature limiter, PTC | 44.24
0020048298 | Thermostat PTC VMC | 47.22
0020048299 | Temperature sensor | 11.47
0020048300 | Tap cold water | 44.24
0020048301 | Gas plug | 13.71
0020048302 | Adapter tap gas | 6.07
0020048303 | Telescopic connection 1/2 | 12.99
0020048304 | Seals + flow limitor 12L | 13.71
0020048305 | Seals + flow limitor 14L | 12.99
0020048306 | Seals + flow limitor 16L | 10.72
0020048307 | Seals + flow limitor 12L | 9.94
0020048308 | Seals + flow limitor 14L | 9.94
0020048309 | Kit connection tube | 55.09
0020048310 | Kit connection tube | 69.21
0020048311 | Printed card | 64.32
0020048312 | Cable | 12.99
0020048446 | Cap | 31.75
0020048447 | Screw, M10x20, (x10) | 10.72
0020048448 | Bride | 47.22
0020048449 | Flange joint | 15.33
0020048450 | Cap | 29.04
0020048451 | Plug | 38.54
0020048452 | Washer | 5.36
0020048453 | Adjustable foot | 3.05
0020048454 | Cowling 300L | 223.91
0020048455 | Cowling 400L | 325.68
0020048456 | Cowling 500L | 360.96
0020048457 | Pin, with bush, (x6) | 35.42
0020048458 | Cover FE 300 S | 55.09
0020048459 | Cover FE 400-500 S | 86.85
0020048460 | Harness | 26.19
0020048527 | Conversion kit Opalia C11 to C11VS | 223.91
0020048668 | VMC Conversion kit | 47.22
0020048720 | Gas converion set G20 -> G230/GZ41 | 2.31
0020048721 | Gas convesion set G20 -> G230/GZ41 | 3.87
0020048722 | Gas conversion set G20 -> G230/GZ41 | 3.87
0020048723 | Gas conversion set G20 -> G30/G31 | 5.36
0020048724 | Gas conversion set G20 -> G30/G31 | 4.58
0020048725 | Gas conversion set G20 -> G30/G31 | 5.36
0020048726 | Gas conversion set G20 -> G30/G31 | 6.89
0020048727 | Gas conversion set G20 -> G30/G31 | 4.58
0020048728 | Gas conversion set G20 -> GZ41 | 3.87
0020048729 | Gas converion set G30/G31 -> G20 | 4.58
0020048730 | Gas conversion set G30/G31 -> G20 | 5.36
0020048731 | Gas conversion set G30/G31 -> G20 | 6.07
0020048732 | Gas conversion set G30/G31 -> G20 | 4.58
0020048733 | Gas conversion set G30/G31 -> G20 | 3.05
0020048749 | Anode TF 26x500 (080150) SP | 55.09
0020048916 | Cable tree | 47.22
0020048917 | Wiring harness | 47.22
0020048919 | Casing (exclusiv, white) | 47.22
0020048920 | Knobs, white (excl.), kit of 3 | 12.35
0020048921 | Conversion set 24-28kW to PB | 108.56
0020048925 | Conversion set to H | 115.35
0020048931 | Conversion set to PB (50mbar) | 122.13
0020048933 | Conversion set to H (13+20mbar) | 130.27
0020048935 | Conversion set to H (13+20mbar) | 137.06
0020048937 | Conversion set to 2S (25mbar) | 122.13
0020048939 | Conversion set to 2H (25mbar) | 82.78
0020048941 | Conversion set to PB (37mbar) | 122.13
0020048943 | Conversion set to GZ35/Ls | 94.99
0020048945 | Conversion set to GZ41/Lw | 35.42
0020048969 | Buttons grey, kit of 3 | 12.35
0020049083 | Casing, back | 29.04
0020049084 | Condenser | 130.27
0020049085 | Condensate drain, with lamellas | 26.19
0020049086 | Control box (plastic) | 9.94
0020049089 | LOUVERS | 5.36
0020049090 | Filter, air | 15.33
0020049091 | Guide plate (deflector), kit of 2 | 13.71
0020049093 | Cover, front | 26.19
0020049094 | Grille, front | 31.75
0020049096 | Receiver | 55.09
0020049097 | Casing, back | 26.19
0020049098 | Coil | 130.27
0020049099 | Filter, air | 15.33
0020049104 | VALVE COVER | 14.52
0020049106 | Compressor | 449.17
0020049107 | COIL | 202.19
0020049108 | PIPING | 94.99
0020049110 | Valve, gas service | 23.2
0020049111 | Coil, 4-way valve | 23.2
0020049113 | COIL | 238.83
0020049114 | PIPING | 101.78
0020049115 | Capillary tubing | 55.09
0020049160 | Printed circuit board | 253.76
0020049194 | Printed circuit | 160.13
0020049244 | Outer temperature sensor AF | 19.54
0020049245 | Storage tank sensor SPF | 21.44
0020049246 | Flow sensor VF | 35.42
0020049250 | Kit 30KKZ S-trap - SP | 77.35
0020049253 | Bracket side exp. vessel | 2.31
0020049254 | Bracket gas valve | 3.87
0020049256 | e-box reflector | 6.07
0020049257 | Turbo-chamber 18 | 31.75
0020049258 | Basic 18 | 11.47
0020049259 | Side cover L+R 18 paint. | 38.54
0020049260 | Front cover P18 paint. | 55.09
0020049261 | Flue thermostat 65+-3°C | 9.5
0020049262 | Gas pipe bottom 18 | 15.33
0020049263 | tube, upper 18 | 14.52
0020049264 | tube, input 18 | 16.69
0020049265 | Pipe HVV output 18 | 9.94
0020049266 | Pipe exp. vessel 18 | 12.99
0020049267 | Expansion vessel 7 l | 77.35
0020049268 | PCB, cpl. Panther | 197.3
0020049273 | E. box clip | 1.53
0020049280 | Seal, program connector | 1.53
0020049282 | Front cover turbo P18 | 14.52
0020049283 | Sealing tape, front cover, 10x855x10 | 2.31
0020049285 | Burner, 14 blades (packaged) | 26.19
0020049286 | Frontsheet 24kW | 9.94
0020049287 | Flue hood 24kW | 18.18
0020049289 | Clip | 1.15
0020049290 | Test nipple tube | 1.15
0020049291 | Fastener | 7.63
0020049292 | Gas flow restrictor 6,30 | 1.53
0020049295 | Gas valve w/o reg NG, GASTEP 4 | 90.92
0020049296 | Gas valve with reg NG, GASTEP 4 | 122.13
0020049297 | Restrictor | 2.31
0020049299 | Screw ST 4.8 | 1.53
0020049302 | Back insulation, heating cell | 9.94
0020049303 | Front insulation, heating cell | 8.41
0020049304 | Side insulation, heating cell | 6.07
0020049305 | back combustion chamber (assembly cond.) | 16.69
0020049312 | Cable for gas valve class A | 21.44
0020049342 | adjustable foot | 1.53
0020049343 | Cover, back 20 | 31.75
0020049344 | Cover, back 30 | 35.42
0020049345 | Cover, back 40 | 34.13
0020049346 | Cover, back 50 | 38.54
0020049347 | Cover, insulation 20 | 31.75
0020049348 | Cover, insulation 30 | 19.54
0020049349 | Cover, insulation 40 | 31.75
0020049350 | Cover, insulation 50 | 38.54
0020049351 | Bracket, electroblock 20 LI | 5.36
0020049352 | Bracket, electroblock 30LI | 5.36
0020049353 | Bracket, electroblock 40 LI | 6.07
0020049354 | Bracket, electroblock 50 LI | 6.89
0020049355 | Cover, upper 20 | 21.44
0020049356 | Cover, upper 30 | 29.04
0020049357 | Cover, upper 40 | 29.04
0020049358 | Cover, upper 50 | 26.19
0020049359 | Insulation, exchanger 40 | 26.19
0020049360 | Burner blade assembly 50 | 82.78
0020049361 | Insulation, exchanger 50 | 31.75
0020049362 | Insulation, exchanger 20 | 26.19
0020049363 | Insulation, exchanger 30 | 29.04
0020049364 | Harness cpl. KLOM | 47.22
0020049367 | Frame UNI 20 | 18.18
0020049368 | Frame UNI 30 | 35.42
0020049369 | Frame UNI 40 | 23.2
0020049370 | Frame UNI 50 | 26.19
0020049371 | Casing panel, plastic, corner | 7.1
0020049372 | Casing panel, plastic, middle | 9.47
0020049373 | Control panel KLO | 14.94
0020049374 | Display KLZ | 36.71
0020049375 | Cover, plastic, transparent | 13.1
0020049376 | PCB, cpl. ST6-10V2M | 101.78
0020049377 | E-box KLOM | 10.72
0020049393 | Seal to flange 90l - SP | 13.71
0020049448 | Exacontrol E7 Z | 188.62
0020049452 | Remote control (new PCB) | 94.99
0020049456 | Printed circuit board | 297.18
0020049461 | MOTOR | 153.34
0020049522 | RIGHT SIDE PANEL | 64.32
0020049526 | Sensor, oil temperature | 4.58
0020049527 | Sensor, Discharge | 50.48
0020049528 | Printed circuit board | 188.62
0020049530 | LOW PRESSURE SWITCH | 64.32
0020049531 | GAS SERVICE VALVE | 35.42
0020049534 | PIPING | 175.05
0020049535 | LIQUID SERVICE VALVE | 47.22
0020049536 | COIL | 689.36
0020049538 | RIGHT SIDE PANEL | 64.32
0020049539 | Motor, fan | 238.83
0020049578 | Glass (set) | 94.99
0020049579 | Carbon brush, (x2) | 35.42
0020049580 | Heating element | 160.13
0020049581 | Burner grid sensor | 86.85
0020049582 | Sensor | 223.91
0020049583 | Grid-cleaning rake | 77.35
0020049584 | Burner, (kit) | 650
0020049585 | Motor | 283.61
0020049586 | Cover | 803.34
0020049587 | Door | 223.91
0020049588 | Insulation, (kit) | 145.2
0020049589 | Rope seal | 77.35
0020049590 | Sealing string | 44.24
0020049591 | Gasket | 26.19
0020049592 | Sealing string | 16.69
0020049593 | Burner, (kit) | 689.36
0020049594 | Hose | 12.99
0020049595 | Plate | 297.18
0020049597 | Lever, kit | 188.62
0020049598 | Burner grid | 145.2
0020049599 | Sensor | 86.85
0020049600 | Sensor | 175.05
0020049601 | Gasket (rubber mat) | 6.07
0020049602 | Motor incl. feeding screw | 1145.31
0020049603 | Tube (feeding) | 1260.65
0020049604 | Cover | 77.35
0020049622 | COMPRESSOR | 1260.65
0020049665 | Throttle jet 2 x 5.50 | 6.07
0020049676 | REMOTE CONTROLS HANGER | 35.42
0020049677 | Support, remote control | 1.9
0020049698 | Sensor | 10.72
0020049699 | Insert | 1.9
0020049722 | Grille | 35.42
0020049724 | CENTRAL DIVISOR | 38.54
0020049728 | RADIATOR | 50.48
0020049729 | Sensor, discharge | 44.24
0020049730 | Capacitor, Compressor | 47.22
0020049731 | Motor | 160.13
0020049732 | Compressor | 419.31
0020049737 | 4-WAYS VALVE | 77.35
0020049738 | Printed circuit board | 325.68
0020049761 | Fan | 122.13
0020049763 | Pressure safeguard/switch | 38.54
0020049764 | Air duct | 55.09
0020049765 | Adapter | 8.41
0020049766 | Covering plate | 3.87
0020049767 | Guide plate | 16.69
0020049768 | Clip, (x10) | 3.05
0020049769 | Cable | 6.07
0020049770 | Cable tree (harness) | 6.89
0020049771 | Cable | 5.36
0020049772 | Cable 230V | 12.99
0020049773 | Cable fan | 12.99
0020049774 | Fuse, (x10) | 9.94
0020049775 | Connection box | 115.35
0020049776 | Flame supervision device | 82.78
0020049777 | Covering plate | 12.21
0020049778 | Spacer | 9.16
0020049780 | Fan | 650
0020049782 | Fan | 650
0020049783 | Front panel | 253.76
0020049786 | Fan | 449.17
0020049787 | Fan | 607.94
0020049788 | Fan | 449.17
0020049789 | Fan | 607.94
0020049790 | Front panel | 253.76
0020049939 | Tube pump / heat exchanger | 13.71
0020049940 | Tube pump / heat exchanger | 16.69
0020049941 | Tube heat exchanger /3WV | 16.69
0020049942 | Tube heat exchanger /3WV | 14.52
0020049943 | Tube inlet | 9.94
0020049944 | Tube outlet | 10.72
0020049945 | Hose | 26.19
0020049953 | Fan | 115.35
0020049954 | Fan venturi | 8.41
0020049955 | Pressure safeguard/switch | 41.25
0020049956 | Draft diverter | 50.48
0020049957 | Adapter chimmey | 6.89
0020049958 | Covering plate | 3.87
0020049959 | Burner flame plate protector | 18.18
0020049960 | Clip, (x10) | 5.36
0020049961 | Air pressure switch Cable | 5.36
0020049962 | safety switch and cable | 12.99
0020049963 | Thermostat NTC with cable | 12.99
0020049964 | Cable tree | 6.89
0020049965 | Interface card harness | 6.07
0020049966 | Supply harness | 12.21
0020049967 | Fan cable | 13.71
0020049968 | PCB | 108.56
0020049969 | Flame supervision device | 94.99
0020049970 | Gas filter | 8.41
0020049971 | inlet d.c.w. pipe | 14.52
0020049972 | Gas connection tube | 10.72
0020050087 | Front panel | 94.99
0020050088 | Ring locking front panel | 4.58
0020050089 | Control panel | 10.72
0020050090 | Knob | 3.87
0020050091 | Screw, M4x25, (x10) | 12.21
0020050092 | Screw, M4x10, (x10) | 3.87
0020050093 | Pilot ignition G20 | 26.19
0020050094 | Pilot ignition G30 | 29.04
0020050095 | Pilot burner injector, 0.30, (x10) | 59.44
0020050096 | Pilot gas pipe | 5.36
0020050097 | Thermo-couple | 64.32
0020050098 | Thermo-couple | 26.19
0020050099 | Cable ignitor | 5.36
0020050100 | Cable ignitor | 3.87
0020050102 | Gas valve | 145.2
0020050103 | Valve | 23.2
0020050104 | Gas knob | 2.68
0020050105 | Gasket, (x10) | 4.58
0020050106 | Screw, (x10) | 3.87
0020050107 | Solenoid | 18.18
0020050108 | Screw, (x10) | 12.21
0020050109 | Valve seat | 5.36
0020050110 | Water valve | 202.19
0020050111 | Water valve - low pressure | 223.91
0020050112 | Water valve, upper part | 26.19
0020050113 | Stuffing box | 4.58
0020050114 | Gasket, (x10) | 3.87
0020050115 | Slow ignition valve | 5.36
0020050116 | Diaphragm screw | 1.9
0020050117 | Spring | 1.9
0020050118 | distance ring | 9.94
0020050119 | Diaphragm disc | 4.58
0020050120 | Diaphragm | 4.58
0020050121 | Venturi | 6.07
0020050122 | Venturi | 6.07
0020050124 | Filter d.c.w. | 3.87
0020050125 | Gasket, (x10) | 3.87
0020050126 | Drain screw | 5.36
0020050129 | Water quantity regulator | 9.94
0020050130 | Water regulator low pressure | 18.18
0020050131 | O-ring | 0.81
0020050132 | Gasket, (x10) | 3.87
0020050133 | Plug | 4.58
0020050134 | Spring bolt | 3.87
0020050135 | Selector spindle | 8.41
0020050136 | Selector spindle low pessure | 10.72
0020050137 | Gasket, (x10) | 3.87
0020050138 | Plug connection | 5.36
0020050139 | Screw | 3.05
0020050140 | Knob | 4.58
0020050141 | Connection kit | 41.25
0020050142 | Gas connection | 21.44
0020050143 | Gas pipe | 9.94
0020050144 | D.H.W. pipe | 7.63
0020050145 | Gasket, (x10) | 4.58
0020050146 | Gasket, (x10) | 3.87
0020050193 | REAR COVER | 82.78
0020050195 | COIL | 238.83
0020050196 | Condensate drain, with lamellas | 82.78
0020050199 | INSTALLATION PLATE | 26.19
0020050201 | Printed circuit board | 175.05
0020050202 | Filter, air cleaning | 44.24
0020050203 | Filter, air | 29.04
0020050204 | Guide plate (deflector) | 47.22
0020050206 | Motor, air swing | 23.2
0020050207 | AIR SWING MOTOR | 50.48
0020050208 | Air swing motor | 41.25
0020050209 | Motor | 153.34
0020050210 | Cover plate, front | 77.35
0020050211 | Cover, front | 94.99
0020050212 | TOP COVER | 35.42
0020050213 | Fan, tangential | 44.24
0020050214 | FAN MOTOR SUPPORT | 35.42
0020050216 | Ionizer | 64.32
0020050217 | Casing panels, front | 38.54
0020050218 | FRONT GRILLE | 38.54
0020050231 | Capacitor, plate capacitor | 108.56
0020050233 | Motor, fan | 202.19
0020050236 | COMPRESSOR | 449.17
0020050244 | Printed circuit board | 297.18
0020050246 | Printed circuit board, power module | 297.18
0020050265 | On/off switch incl. error indication | 10.72
0020050266 | Cable with reset switch, (kit of 4) | 86.85
0020050572 | Harness | 15.33
0020050573 | Spacer | 9.16
0020050574 | Gas section | 122.13
0020050575 | Silencer bracket | 9.16
0020050580 | Printed circuit board | 86.85
0020050581 | Printed circuit board | 160.13
0020050583 | Remote control | 44.24
0020050584 | Motor, fan | 86.85
0020050593 | FAN | 64.32
0020050594 | Compressor | 449.17
0020050603 | COIL | 115.35
0020050604 | COIL | 130.27
0020050608 | GAS SERVICE VALVE | 26.19
0020050609 | Coil, 4-way valve | 26.19
0020050619 | Harness | 31.75
0020050620 | Harness | 7.63
0020050621 | Flap, cover | 108.56
0020050622 | Sealing string | 7.63
0020050623 | Motor | 607.94
0020050624 | Motor | 877.98
0020050625 | Lambda sensor | 449.17
0020050626 | Insulation | 44.24
0020050627 | Rope seal | 47.22
0020050628 | Insulation | 38.54
0020050629 | Ash box | 188.62
0020050630 | Rope seal | 44.24
0020050631 | Ash box | 223.91
0020050632 | Rope seal | 44.24
0020050633 | Lever, (kit) | 108.56
0020050636 | Turbulator | 392.17
0020050637 | Turbulator | 392.17
0020050638 | Turbulator | 449.17
0020050639 | Turbulator | 392.17
0020050644 | Fan | 841.34
0020050645 | Sensor | 35.42
0020050646 | Fan | 514.3
0020050647 | Sensor | 101.78
0020050648 | Sensor | 360.96
0020050649 | Hose | 35.42
0020050650 | Casing | 392.17
0020050651 | Motor | 877.98
0020050652 | Connection (motor) | 175.05
0020050653 | Spindle (feeding screw) | 122.13
0020050654 | Filter | 90.92
0020050655 | Flap, cover | 41.25
0020050656 | Gasket | 23.2
0020050657 | Glass | 31.75
0020050658 | Casing | 392.17
0020050659 | Cover | 35.42
0020050660 | Gasket | 29.04
0020050661 | Cover | 130.27
0020050662 | Clamp | 7.63
0020050663 | Grommet, (x5) | 44.24
0020050664 | Side panel, left | 223.91
0020050665 | Side panel, left | 223.91
0020050666 | Side panel, left | 514.3
0020050667 | Side panel, left | 480.38
0020050668 | Side panel, right | 392.17
0020050669 | Side panel, right | 480.38
0020050670 | Cover | 360.96
0020050671 | Cover | 360.96
0020050672 | Front panel | 650
0020050673 | Front panel | 650
0020050674 | Door | 360.96
0020050675 | Back panel | 392.17
0020050676 | Back panel | 175.05
0020050677 | Switch | 101.78
0020050678 | Temperature limiter | 69.21
0020050679 | Plug (set) | 21.44
0020050680 | Plug (set) | 29.04
0020050681 | Plug (set) | 44.24
0020050682 | Plug (set) | 31.75
0020050683 | Printed circuit | 1070.67
0020050685 | Printed circuit | 841.34
0020050686 | Printed circuit | 1145.31
0020050687 | Printed circuit | 160.13
0020050688 | Printed circuit | 188.62
0020050689 | Printed circuit | 188.62
0020050690 | Printed circuit | 175.05
0020050697 | Distributor | 4.58
0020050715 | Filter, air | 11.47
0020050717 | Remote control | 47.22
0020050720 | Receiver | 35.42
0020050724 | COMPRESSOR | 297.18
0020050743 | Cover | 122.13
0020050744 | Gasket | 4.58
0020050779 | Transformer, speed-change | 130.27
0020050979 | Burner manifold G20 (1,35) | 101.78
0020050980 | Burner manifold G20 (1,40) | 35.42
0020050981 | Burner manifold G20 (1,75) | 108.56
0020050982 | Burner manifold G20 (1,75) | 38.54
0020051002 | Cap | 1.9
0020051004 | Clip (PK2) | 2.31
0020051005 | Cable strain relief, (x7) | 5.36
0020051006 | Compression fitting, kit of 2 | 7.63
0020051007 | Covering | 268.69
0020051008 | Gasket (PK2) | 15.33
0020051010 | Gasket (PK2) | 15.33
0020051039 | Sensor flue gas | 35.42
0020051040 | Flue sensor | 50.48
0020051041 | Guide plate | 9.16
0020051042 | Guide plate | 8.41
0020051043 | Handle | 3.05
0020051044 | Cable tree (harness) atmo | 50.48
0020051049 | cable (ignition) | 11.47
0020051050 | cable tree (harness) | 10.72
0020051053 | condensate trap | 18.18
0020051054 | gas section | 108.56
0020051055 | gas section | 101.78
0020051067 | Printed circuit board | 115.35
0020051071 | DRAIN TUBE | 13.71
0020051075 | Casing panels, front | 38.54
0020051090 | Fan propeller | 82.78
0020051296 | Connection line (7-8-9) | 15.33
0020051297 | Connection line (230V) | 21.44
0020051298 | Casing | 31.75
0020051303 | Printed circuit board (set) | 449.17
0020051304 | Knop | 7.63
0020051305 | Socket | 8.41
0020051310 | Junction box (Relaisbox) | 101.78
0020051329 | Screw | 3.05
0020051330 | Screw | 3.05
0020051331 | Screw, (x10) | 3.87
0020051342 | Receiver | 31.75
0020051348 | Plug | 6.07
0020051349 | Screw, (x10) | 3.05
0020051351 | Screw, (x10) | 3.05
0020051396 | PCB | 108.56
0020051397 | Remote control | 38.54
0020051400 | Fan | 122.13
0020051404 | Casing | 26.19
0020051406 | Casing | 26.19
0020051491 | Casing (front) | 38.54
0020051492 | Display | 55.09
0020051493 | Harness | 16.69
0020051512 | Harness | 38.54
0020051514 | Timer | 47.22
0020051515 | Harness | 19.54
0020051632 | Floor temperature sensor | 101.78
0020051633 | Dew point sensor | 223.91
0020051634 | Temperature sensor, DHW | 130.27
0020051694 | Burner support G230/GZ41 | 268.69
0020051695 | Burner support G230/GZ41 | 283.61
0020051696 | Gas manifold GZ41 | 101.78
0020051697 | Gas manifold G230/GZ41 | 101.78
0020051747 | Cover plate, rear | 44.24
0020051748 | Fan shaft bearing | 19.54
0020051749 | COIL | 202.19
0020051750 | Condensate drain, with lamellas | 47.22
0020051752 | INSTALLATION PLATE | 19.54
0020051753 | Printed circuit board | 153.34
0020051754 | Filter, air | 23.2
0020051755 | Baffle plate, (x2) | 31.75
0020051756 | AIR SWING MOTOR A | 26.19
0020051757 | AIR SWING MOTOR B | 26.19
0020051758 | AIR SWING MOTOR C | 26.19
0020051759 | Motor, fan | 86.85
0020051761 | Casing panels, front | 50.48
0020051762 | FAN MOTOR SUPPORT | 13.71
0020051763 | Hose, drainage | 11.47
0020051767 | Capacitor, fan | 5.36
0020051769 | Fan propeller | 82.78
0020051770 | Compressor | 449.17
0020051771 | Coil | 392.17
0020051772 | PIPING | 160.13
0020051773 | CAPILLARY | 94.99
0020051774 | GAS SERVICE VALVE | 38.54
0020051816 | Brick | 55.09
0020051817 | heat exchanger | 101.78
0020051818 | Support, (x5) | 115.35
0020051819 | Fastening kit (flat roofs) | 175.05
0020051820 | Upper part of valve | 11.47
0020051821 | Connection hose | 153.34
0020051824 | Fan shaft bearing | 19.54
0020051828 | Sensor | 21.44
0020051831 | Transformer | 23.2
0020051838 | LEFT HANDLE | 35.42
0020051844 | 4-Way Valve Coil B | 59.44
0020051845 | SENSOR | 19.54
0020051846 | SENSOR | 47.22
0020051968 | Pump (solar) | 253.76
0020051969 | Pump (heating) | 253.76
0020051978 | Insulation, middle | 35.42
0020051979 | Insulation | 4.58
0020051980 | Insulation, bottom | 31.75
0020051981 | Tube | 35.42
0020051982 | Tube | 41.25
0020051983 | Tube | 19.54
0020051986 | Support (pump) | 10.72
0020051987 | Support (pump heating) | 15.33
0020051988 | Tube | 69.21
0020051989 | Tube | 35.42
0020051990 | Tube | 86.85
0020051991 | Tube | 69.21
0020051992 | Tube | 50.48
0020051993 | Cable tree | 47.22
0020051994 | Support (pump solar) | 41.25
0020051995 | Insulation (pump solar) | 9.16
0020051996 | Pump (heating) | 253.76
0020052048 | Gas section (with regulator) | 122.13
0020052059 | housing | 55.09
0020052060 | Sealing ring, (x10) | 2.31
0020052061 | Burner tube | 35.42
0020052062 | Air inlet duct | 44.24
0020052063 | Support | 6.07
0020052064 | Casing | 18.18
0020052065 | Back panel | 8.41
0020052066 | printed circuit | 160.13
0020052067 | Harness, appliance Interface | 6.07
0020052068 | Fan | 223.91
0020052069 | display | 238.83
0020052070 | Plug, (PK2) | 4.58
0020052072 | Throttle jet 4.30 white | 2.31
0020052078 | Gas section H (with regulator) | 122.13
0020052079 | Gas section (with regulator) | 137.06
0020052084 | Pipe | 19.54
0020052085 | Clip | 3.87
0020052090 | Conversion set | 9.16
0020052091 | Conversion set | 4.58
0020052092 | Clamp (PK2) | 5.36
0020052114 | DRAIN PUMP | 175.05
0020052115 | UNITS CASING | 130.27
0020052121 | FAN | 130.27
0020052123 | Casing, electronic box | 55.09
0020052125 | AIR SWING MOTOR | 59.44
0020052139 | Capacitor, fan | 47.22
0020052143 | RECEIVER | 137.06
0020052163 | Joint, motor swing | 2.68
0020052164 | Joint, motor swing | 11.47
0020052169 | Cover, rear corner | 23.2
0020052170 | Cover, rear corner | 11.47
0020052232 | Fastening kit, PCB | 47.22
0020052233 | Printed circuit | 137.06
0020052234 | Impressed current anode | 101.78
0020052235 | Cable tree (harness) | 35.42
0020052236 | Cable tree (harness) | 55.09
0020052237 | Cap, revision notch | 41.25
0020052238 | Insulation | 94.99
0020052239 | Insulation | 94.99
0020052240 | Pump | 283.61
0020052243 | Covering plate | 44.24
0020052245 | Cable tunnel | 47.22
0020052246 | Covering plate, RL 300/500 | 297.18
0020052247 | Support | 153.34
0020052248 | Support | 101.78
0020052249 | Compressor (Scroll) 6 kW 230V | 1527.98
0020052250 | Insulation, RL 300 | 122.13
0020052251 | Insulation, RL 300 | 188.62
0020052252 | Insulation, RL 300 | 160.13
0020052253 | Insulation, RL 300 | 122.13
0020052254 | Insulation, RL 300 | 122.13
0020052255 | Plate | 31.75
0020052256 | Tube | 86.85
0020052257 | Tube, RL 400 | 38.54
0020052258 | Tube, RL 300/500 | 38.54
0020052259 | Socket | 47.22
0020052260 | Socket | 47.22
0020052275 | Connection piece (dummy 3-way valve) | 38.54
0020052364 | Adapter (condensate drain 60/100-80/125) | 122.13
0020052366 | Hose, 1300 mm | 86.85
0020052367 | Fastening kit | 29.04
0020052370 | RIGHT HANDLE | 38.54
0020052398 | Service valve | 175.05
0020052400 | SERVICE VALVE 3/4 | 86.85
0020052411 | TERMINAL BLOCK | 13.71
0020052416 | LOW PRESSURE SWITCH | 175.05
0020052420 | FANS CONDENSER | 94.99
0020052422 | COIL SENSOR | 94.99
0020052439 | Filter, kit | 44.24
0020052440 | Filter, kit | 38.54
0020052441 | Filter, bypass | 35.42
0020052442 | Filter, bypass | 38.54
0020052443 | Filter, kit | 47.22
0020052485 | Mixing valve | 238.83
0020052486 | Tube | 15.33
0020052496 | Switch | 44.24
0020052500 | Compressor | 841.34
0020052505 | Reactance coil | 77.35
0020052530 | Printed circuit board, filter | 268.69
0020052552 | Receiver | 31.75
0020052553 | Receiver | 50.48
0020052613 | FAN SHAFT UNION | 11.47
0020052796 | Receiver | 69.21
0020052797 | POLYESTYRENE TRAY | 101.78
0020052803 | REMOTE CONTROL | 82.78
0020053066 | Printed circuit board, with display 1ph | 689.36
0020053067 | Printed circuit board, with display 3ph | 689.36
0020053068 | Cable tree | 3.05
0020053189 | Insulation | 55.09
0020053191 | Bearing | 35.42
0020053192 | Motor | 1070.67
0020053193 | Back panel | 325.68
0020053194 | Fuse, 0.25A, (x10) | 38.54
0020053195 | Fuse, 3.15A, (x10) | 77.35
0020053196 | Fuse, 10A, (x10) | 86.85
0020053220 | Conversion set to H (20mbar) | 130.27
0020053224 | Conversion set to PB (29-37mbar) | 137.06
0020053226 | Conversion set to PB (28-37mbar) | 137.06
0020053228 | Conversion set 20kW to PB (30mbar) | 130.27
0020053229 | Conversion set 24kW to PB (30mbar) | 153.34
0020053230 | Conversion set 24kW to PB (50mbar) | 153.34
0020053231 | Conversion set 24kW to H (25mbar) | 153.34
0020053232 | Conversion set 20kW to H (13+20mbar) | 130.27
0020053233 | Conversion set 24kW to H (13+20mbar) | 160.13
0020053234 | Conversion set 20kW to PB (37mbar) | 130.27
0020053235 | Conversion set 24kW to PB (37mbar) | 153.34
0020053236 | Conversion set 20kW to GZ35/Ls | 23.2
0020053237 | Conversion set 24kW to GZ35/Ls | 59.44
0020053238 | Conversion set 20kW to GZ41/Lw | 23.2
0020053239 | Conversion set 24kW to GZ41/Lw | 44.24
0020053242 | PCB | 153.34
0020053245 | Remote control | 47.22
0020053250 | COMPRESSOR | 449.17
0020053258 | Printed circuit board, inverter module | 283.61
0020053305 | Cowling | 419.31
0020053306 | Cowling | 419.31
0020053307 | Cowling | 514.3
0020053308 | Casing | 153.34
0020053309 | Heat exchanger | 325.68
0020053310 | Gasket, flange | 21.44
0020053311 | Covering plate | 160.13
0020053312 | Button | 10.72
0020053314 | Thermometer | 55.09
0020053328 | Cable, cpl. | 38.54
0020053329 | Connection kit + water quantity limiter | 64.32
0020053330 | Limiter, filter and washers (kit) | 11.47
0020053331 | Gas isolation valve | 23.2
0020053332 | CW flexible pipe | 21.44
0020053333 | CW flexible pipe | 16.69
0020053334 | CW flexible pipe | 18.18
0020053395 | Conversion set, 30 LPG | 12.21
0020053410 | exchanger - section, front | 480.38
0020053411 | exchanger - section, middle | 449.17
0020053412 | exchanger - section, back | 689.36
0020053413 | Combustion chamber, door | 175.05
0020053414 | Insulation, cord Combustion chamber | 16.69
0020053415 | Insulation, Combustion chamber door | 41.25
0020053416 | Cover plate, Combustion chamber | 90.92
0020053417 | Hook, door | 38.54
0020053418 | Collar, air | 18.18
0020053419 | Ash pan, door | 145.2
0020053420 | Insulation, cord Ash pan | 15.33
0020053421 | Insulation, door Ash pan | 21.44
0020053422 | Cover plate, Ash pan | 35.42
0020053423 | Grille, Ash pan | 50.48
0020053424 | Flap, Air attitude | 44.24
0020053425 | Hinge, door | 21.44
0020053426 | Cheese head screw (x5) | 47.22
0020053427 | Plug | 9.94
0020053428 | Hinge, down | 16.69
0020053429 | Hinge, middle | 18.18
0020053431 | Nipple | 11.58
0020053432 | Thermostat, Bulb | 18.18
0020053433 | Valve, Thermocouple | 14.52
0020053434 | Thermostat, Regulator | 115.35
0020053435 | Flange | 21.44
0020053436 | Seal | 9.5
0020053437 | Adaptor, Chimney | 108.56
0020053438 | Insulation, cord Adaptor | 9.94
0020053439 | Flap, Cleaning door | 41.25
0020053440 | Isulation, Cleaning door | 6.07
0020053441 | Catch, Cleaning door | 12.99
0020053442 | Flap, Chimney | 18.18
0020053443 | Flue adaptor, Chimney 130 | 47.22
0020053444 | Insulation, cord Flue adaptor | 10.72
0020053445 | Blank, cleaninig plate front | 23.2
0020053446 | Clip, Thermostat Bulb | 7.63
0020053447 | Insulation, Flap Air attitude | 9.94
0020053448 | Back panel | 86.85
0020053449 | Insulation, back panel | 35.42
0020053450 | Casing front | 50.48
0020053451 | Insulation, Casing front | 21.44
0020053452 | Thermometer | 47.22
0020053453 | Blank, Protection | 16.69
0020053454 | Anchor rod, 20DLO | 13.71
0020053455 | Anchor rod, 30DLO | 14.52
0020053456 | Anchor rod, 40DLO | 15.33
0020053457 | Anchor rod, 50DL | 16.69
0020053458 | Anchor rod, 60DLO | 18.18
0020053459 | Ash pan, 20DLO | 38.54
0020053460 | Ash pan, 30DLO | 38.54
0020053461 | Ash pan, 40DLO | 41.25
0020053462 | Ash pan, 50DLO | 47.22
0020053463 | Ash pan, 60DLO | 50.48
0020053464 | Insulation, Cast metal heat 20DLO | 47.22
0020053465 | Isulation, Cast metal heat 30DLO | 50.48
0020053466 | Isulation, Cast metal heat 40DLO | 55.09
0020053467 | Isulation, Cast metal heat 50DLO | 64.32
0020053468 | Isulation, Cast metal heat 60DLO | 69.21
0020053469 | Casing, Side Cover right 20DLO | 130.27
0020053470 | Casing, Side Cover right 30DLO | 137.06
0020053471 | Casing, Side Cover right 40DLO | 145.2
0020053472 | Casing, Side Cover right 50DLO | 160.13
0020053473 | Casing, Side Cover right 60DLO | 175.05
0020053474 | Casing, Side Cover left 20DLO | 130.27
0020053475 | Casing, Side Cover left 30DLO | 137.06
0020053476 | Casing, Side Cover left 40DLO | 145.2
0020053477 | Casing, Side Cover left 50DLO | 160.13
0020053478 | Casing, Side Cover left 60DLO | 175.05
0020053479 | Cover, top casing 20DLO | 108.56
0020053480 | Cover, top casing 30DLO | 115.35
0020053481 | Cover, top casing 40DLO | 130.27
0020053482 | Cover, top casing 50DLO | 153.34
0020053483 | Cover, top casing 60DLO | 175.05
0020053484 | Flueway brush, 20-30DLO | 29.04
0020053485 | Flueway brush, 40DLO | 31.75
0020053486 | Flueway brush, 50-60DLO | 35.42
0020053487 | Hook, 20-30DLO Ash pan | 29.04
0020053488 | Hook, 40DLO Ash pan | 29.04
0020053489 | Hook, 50-60DLO Ash pan | 35.42
0020053496 | Fixing jig | 253.76
0020053522 | Motor (servo drive) | 360.96
0020053523 | Mixing valve | 160.13
0020053524 | Non return valve | 94.99
0020053525 | Shut-off valve | 94.99
0020053543 | FAN AXIS | 50.48
0020053554 | DISPLAY | 50.48
0020053565 | FRONT COVER | 64.32
0020053568 | FAN MOTOR SUPPORT | 35.42
0020053575 | INSTALLATION PLATE | 47.22
0020053584 | Sensor, temperature | 38.54
0020053589 | Bypass | 724.64
0020053590 | Bypass | 763.99
0020053594 | Combustion chamber | 55.09
0020053610 | Valve, service-kit | 90.92
0020053699 | Profiled joint (In roof) | 223.91
0020053700 | Profiled joint (In roof) | 137.06
0020053701 | Fastening kit | 360.96
0020053702 | Fastening kit | 223.91
0020053703 | Gas section | 69.21
0020053704 | Tube | 38.54
0020053763 | Drain pan | 160.13
0020053767 | Transformer | 94.99
0020053779 | VALVOLA ESPANS.ELETTRONICA | 115.35
0020053968 | Gas section (with regulator) | 130.27
0020053972 | control | 153.34
0020054127 | Motor | 607.94
0020054162 | Resonator | 4.58
0020054165 | Silencer | 19.54
0020054189 | Heat exchanger (coil) | 238.83
0020054194 | SENSOR | 26.19
0020054197 | Motor | 94.99
0020054200 | Transformer | 44.24
0020054216 | Printed circuit board | 480.38
0020054217 | Printed circuit board, inverter module | 544.16
0020054218 | Printed circuit board, PFC module | 419.31
0020054219 | Printed circuit board, filter | 419.31
0020054221 | Printed circuit board + receiver | 160.13
0020054223 | Remote control | 86.85
0020054224 | Receiver | 41.25
0020054236 | MOTOR | 188.62
0020054338 | Connection, plug | 12.21
0020054340 | connection, plug | 12.21
0020054355 | DRAIN TUBE | 26.19
0020054362 | Printed circuit board, inverter module | 325.68
0020054435 | COIL | 419.31
0020054436 | PCB | 360.96
0020054437 | Remote control | 153.34
0020054438 | DISCHARGE SENSOR | 50.48
0020054444 | PCB | 449.17
0020054479 | FRONT PANEL | 55.09
0020054480 | TOP COVER | 55.09
0020054484 | CENTRAL DIVISOR | 44.24
0020054485 | FAN SUPPORT | 44.24
0020054486 | ELECTRONIC MATERIAL SUPPORT | 44.24
0020054488 | Capacitor, compressor | 50.48
0020054489 | Capacitor, fan | 50.48
0020054490 | Motor, fan | 160.13
0020054491 | COMPRESSOR | 480.38
0020054492 | COIL | 480.38
0020054493 | PIPING | 188.62
0020054494 | CAPILLARY | 137.06
0020054495 | LIQUID SERVICE VALVE | 31.75
0020054496 | GAS SERVICE VALVE | 31.75
0020054497 | Valve, 4-way | 55.09
0020054498 | 4-Way Valve Coil | 55.09
0020054499 | COIL | 238.83
0020054500 | Printed circuit board | 153.34
0020054584 | Anode | 44.24
0020054585 | Cover | 101.78
0020054586 | Cover | 94.99
0020054668 | FRONT COVER'S LEFT SUPPORT | 77.35
0020054669 | FRONT COVER'S RIGHT SUPPORT | 77.35
0020054670 | Cover, front, bottom | 94.99
0020054820 | Capacitor, fan | 31.75
0020054821 | Capacitor, compressor | 64.32
0020054822 | Motor, fan | 94.99
0020054827 | Heat exchanger, sensor | 21.44
0020054828 | Sensor | 31.75
0020055160 | Insulation, RL 400/500 | 175.05
0020055161 | Insulation, RL 400/500 | 238.83
0020055162 | Insulation, RL 400/500 | 238.83
0020055163 | Insulation, RL 500 | 122.13
0020055164 | Insulation, RL 500 | 122.13
0020055167 | Compressor (Scroll), 8 kW 230V | 1527.98
0020055168 | Compressor (Scroll) 10 kW 230V | 1527.98
0020055169 | Cable tree (harness), compressor 230V | 35.42
0020055350 | Covering plate 42 mm | 3.87
0020055401 | Silencer | 77.35
0020055543 | Insulation | 50.48
0020055546 | Covering plate | 137.06
0020055547 | Insulation | 41.25
0020055548 | Strain relief | 7.63
0020055705 | Cable tree (harness), 230V | 392.17
0020055706 | Capacitor, 40uF | 29.04
0020055707 | Capacitor, 50uF | 31.75
0020055708 | Capacitor, 60uF | 35.42
0020055709 | Capacitor, 45uF | 29.04
0020055712 | Wiring harness, compressor, 230V | 115.35
0020055713 | Wiring harness, compressor, 230V | 115.35
0020055714 | Terminal strip | 94.99
0020055758 | PCB, with receiver | 175.05
0020055760 | REMOTE CONTROL | 69.21
0020055779 | Sensor, room temperature | 47.22
0020055780 | ROOM TEMPERATURE SENSOR | 50.48
0020055782 | Printed circuit board, filter | 392.17
0020055783 | Inverter module | 419.31
0020055791 | MOTOR | 223.91
0020055792 | FAN | 101.78
0020055807 | PCB SET | 689.36
0020055811 | Ash box | 253.76
0020055833 | Sensor | 44.24
0020055835 | Sensor | 47.22
0020055999 | Air duct flexible frame inlet (VWZ SE) | 449.17
0020056001 | Air duct flexible frame outlet (VWZ SA) | 480.38
0020056013 | Adapter | 26.19
0020056053 | Air inlet duct | 29.04
0020056239 | Gasket kit | 12.21
0020056258 | Conversion set (H <-> H) | 9.16
0020056313 | COIL | 175.05
0020056460 | Holder, expansion vessel KLZ | 4.58
0020056461 | Top bracket, expansion vessel | 5.36
0020056462 | Bottom bracket, expansion vessel | 6.07
0020056463 | Bottom bracket, expansion vessel 50 | 6.07
0020056464 | Expansion vessel, cpl. (sanitary water) | 90.92
0020056465 | Hose, 1/2 - 1/2 | 16.69
0020056466 | Side cover L KLZ, white | 82.78
0020056467 | Side cover R KLZ, white | 82.78
0020056468 | Top cover 20KLZ | 35.42
0020056469 | Top cover 30KLZ | 35.42
0020056470 | Top cover 40KLZ | 35.42
0020056471 | Top cover 50KLZ | 38.54
0020056472 | Insulation cover 50KLZ | 26.19
0020056473 | Insulation cover KLZ | 26.19
0020056474 | Front cover, tank 50KLZ, white | 38.54
0020056475 | Font cover, tank KLZ, white | 31.75
0020056476 | Back cover 50KLZ | 18.18
0020056477 | Back cover KLZ | 21.44
0020056478 | Casing back, storage 50KLZ, white | 35.42
0020056479 | Casing back storage, white | 29.04
0020056480 | Skew cover 50KLZ | 16.69
0020056481 | Skew cover KLZ | 18.18
0020056482 | Grommet molding 50KLZ | 8.41
0020056483 | Grommet molding KLZ | 6.89
0020056485 | Control panel KLZ | 16.85
0020056486 | Molding, grommet 20-40KLZ16 | 59.44
0020056487 | Frame KLZ | 16.69
0020056488 | Frame KLZ 2, white | 18.18
0020056490 | Frame, base 50KLZ, white | 47.22
0020056493 | Time switch | 26.92
0020056494 | Harness cpl. KLZ (modified) | 47.22
0020056495 | Wire - MO63 | 11.47
0020056498 | Plug 3/8 | 1.15
0020056507 | Double copper sheath - 45l water tank SP | 26.19
0020056517 | Thermostat overhead - PLO | 35.42
0020056518 | Gasket, type 218 (x5) | 5.36
0020056535 | Capacitor | 59.44
0020056542 | COMPRESSOR'S CAPACITOR | 86.85
0020056553 | Valve | 160.13
0020056554 | Non-return valve | 8.41
0020056555 | Tube (cold in) | 55.09
0020056557 | Tube (hydraulic) | 122.13
0020056561 | Display, grey | 69.21
0020056562 | Display (white) | 69.21
0020056583 | Filter cartridge | 23.2
0020056584 | Filter kit | 145.2
0020056585 | Fuse, (x10) | 26.19
0020056586 | Tube | 55.09
0020056587 | T-piece | 94.99
0020056589 | Accessory bag | 47.22
0020056590 | Accessory bag | 31.75
0020056591 | Cover | 130.27
0020056592 | clamp | 38.54
0020056725 | Insulation | 94.99
0020056726 | Non-return-valve | 69.21
0020056739 | Installation kit expansion vessel | 12.99
0020056748 | Valve, drain cock | 10.72
0020056749 | Top cover (with logo) | 26.19
0020056827 | Insulation | 130.27
0020056831 | Adapter, cpl. | 11.47
0020056832 | Compression fitting, elbow, (x2) | 59.44
0020056834 | Temperature limiter | 64.32
0020056835 | Temperature limiter | 94.99
0020056836 | Handle, filter | 4.58
0020056838 | Handle, filter | 4.58
0020057162 | Spout | 8.41
0020057163 | Tap, isolation valve | 35.42
0020057164 | Tap, isolation valve | 35.42
0020057165 | Flexible tube 300 mm | 55.09
0020057166 | Ring, DN 16, (x5) | 12.21
0020057167 | Flexible tube 400 mm | 69.21
0020057168 | Flexible tube, gas (DN 12) | 101.78
0020057169 | Tube, distance piece (G 3/4-G 3/4) | 12.21
0020057170 | T-piece (G 3/4-G 3/4-G 3/4) | 23.2
0020057171 | Connection (G 3/4-G 3/4) | 10.72
0020057172 | T-piece (G 1/2-G 1/2) | 13.71
0020057173 | T-piece (expansion vessel) | 23.2
0020057174 | Tube, filling system (G 3/4-G 1/2) | 12.99
0020057175 | Hose, filling system G 1/2-G 1/2 | 16.69
0020057176 | Non-return valve | 77.35
0020057177 | Gas isolation valve, Rp1/2-Rp1/2 | 47.22
0020057178 | Hose DN 8 | 21.44
0020057179 | Connection kit (4 parts) | 15.33
0020057180 | Connection, (x1) | 19.54
0020057181 | Support (console) | 12.99
0020057182 | Support (expansion vessel) | 69.21
0020057183 | Flexible tube 350 mm | 59.44
0020057184 | Tap, isolation valve | 35.42
0020057185 | Tap, isolation valve | 38.54
0020057186 | Pressure relief valve | 23.2
0020057190 | Valve | 59.44
0020057191 | Valve | 59.44
0020057192 | Gas isolation valve, G1/2 x 15 | 47.22
0020057193 | Connection | 31.75
0020057194 | Valve | 29.04
0020057195 | Connection, R 3/4 x G1/2 | 12.21
0020057196 | Cap, 1/2 | 6.89
0020057197 | Tube | 29.04
0020057198 | Tube | 19.54
0020057199 | Tube | 23.2
0020057200 | Cap | 2.68
0020057201 | Nut, incl. compression ring | 6.89
0020057202 | Tube | 18.18
0020057203 | Tube, hot water (nickel-plated) | 10.72
0020057204 | Fitting | 15.33
0020057205 | Connector (elbow) | 23.2
0020057206 | Compression fitting 22xG3/4 | 21.44
0020057207 | Compression fitting 15xR1/2 | 16.69
0020057208 | Connector (elbow) | 16.69
0020057209 | Connector (elbow) | 19.54
0020057210 | Compression fitting | 19.54
0020057211 | Tube | 23.2
0020057212 | Tube | 12.99
0020057213 | Compression fitting | 13.71
0020057214 | heating element 230V / 3kW | 544.16
0020057241 | Valve | 59.44
0020057242 | Tube | 19.54
0020057322 | Room thermostat support | 38.54
0020057359 | Siphon adaptor | 12.21
0020057426 | Tube | 16.69
0020057427 | Tube | 12.99
0020057428 | Tube | 13.71
0020057429 | Tube | 16.69
0020057430 | Valve | 50.48
0020057431 | Valve, G1/2 x 15 | 31.75
0020057432 | Valve | 41.25
0020057433 | Service valve | 31.75
0020057434 | Plug | 3.87
0020057435 | Plug | 3.05
0020057543 | Tube | 26.19
0020057544 | Tube | 12.21
0020057545 | Hose (condensation) | 6.07
0020057546 | Tube | 31.75
0020057547 | Tube | 31.75
0020057548 | Tube | 41.25
0020057549 | Front panel | 268.69
0020057550 | Cover | 55.09
0020057551 | Cover | 55.09
0020057552 | Cover | 3.05
0020057553 | Cover | 3.05
0020057554 | Gasket, (x5) | 11.47
0020057555 | Gasket, (x5) | 9.16
0020057556 | Gasket, (x5) | 9.16
0020057557 | Insulation | 26.19
0020057558 | Low loss header | 137.06
0020057559 | Sealing ring, (x10) | 8.41
0020057560 | Tube | 31.75
0020057561 | Tube | 12.21
0020057562 | Tap | 21.44
0020057563 | Tube | 9.94
0020057564 | Tube | 59.44
0020057565 | Manifold | 108.56
0020057566 | Plug | 7.63
0020057567 | Tube | 31.75
0020057568 | Support | 10.72
0020057569 | Pump | 297.18
0020057570 | Tube | 11.47
0020057571 | Cable | 11.47
0020057572 | Pump | 160.13
0020057573 | Tube | 29.04
0020057574 | Tube | 15.33
0020057575 | Tube | 29.04
0020057576 | Tube | 29.04
0020057577 | Tube | 26.19
0020057578 | Tube | 29.04
0020057579 | Mixing valve | 360.96
0020057580 | Wiring harness | 19.54
0020057581 | Tube | 101.78
0020057603 | Connection tube | 7.63
0020057604 | Connection piece | 11.47
0020057606 | Gasket kit | 9.5
0020057608 | Insulation | 7.63
0020057610 | Insulation | 7.63
0020057621 | Support (PK2) | 31.75
0020057622 | Cable MBD 80 | 26.19
0020057623 | Cable MBD 120/160 | 31.75
0020057624 | Cable MBD 200/240 | 41.25
0020057625 | Cable MBD 280 | 55.09
0020057626 | Cable MDB 80 | 26.19
0020057627 | Cable MDB 120/160 | 29.04
0020057628 | Cable MDB 200/240 | 41.25
0020057629 | Cable MDB 280 | 55.09
0020057781 | O-ring, (x10) | 7.63
0020057783 | Outer ubber flange 100mm | 6.07
0020057784 | Inner rubber flange 100mm | 3.05
0020057785 | Clamp and rubber sleeve 100/95 | 6.89
0020057805 | Expansion vessel 7L | 108.56
0020057807 | Pressure relief valve | 29.04
0020057809 | Tube, condensate | 9.94
0020057811 | Storage, module | 3188.95
0020057812 | Circuit breaker, KRIWAN | 360.96
0020057813 | Cable tree (harness), compressor22..30kW | 86.85
0020057814 | Cable tree (harness), compressor38-46 kW | 115.35
0020057815 | Pump, TOP-S40/7, brine circuit | 1110.03
0020057816 | Pump, TOP-S40/10, brine circuit | 1527.98
0020057817 | Hose, 1 1/2 | 101.78
0020057909 | Solar / NZ kit + DHW NTC 15mm | 7.63
0020057931 | Solar / NZ kit HRG | 16.69
0020057938 | Cover | 115.35
0020057939 | Cover | 122.13
0020057940 | Cover | 130.27
0020057941 | Cover | 160.13
0020057942 | Cover | 153.34
0020057943 | Cover | 175.05
0020057944 | Cover | 188.62
0020057945 | Front panel | 188.62
0020057946 | Front panel | 202.19
0020057947 | Front panel | 153.34
0020057948 | Front panel | 223.91
0020057949 | Front panel | 238.83
0020057950 | Front panel | 188.62
0020057951 | Front panel | 607.94
0020057952 | Front panel | 145.2
0020057953 | Front panel | 153.34
0020057954 | Front panel | 188.62
0020057955 | Front panel | 297.18
0020057956 | Front panel | 297.18
0020057957 | Front panel | 325.68
0020057958 | Front panel | 268.69
0020057959 | Insulation | 137.06
0020057960 | Insulation | 188.62
0020057961 | Insulation | 297.18
0020057962 | Insulation | 325.68
0020057963 | Insulation | 419.31
0020057964 | Insulation | 480.38
0020057965 | Insulation | 325.68
0020057966 | Insulation, right | 47.22
0020057967 | Insulation, left | 29.04
0020057968 | Grille | 55.09
0020057969 | Grille | 64.32
0020057970 | Grille | 77.35
0020057971 | Grille | 86.85
0020057972 | Grille | 101.78
0020057973 | Grille | 108.56
0020057974 | Grille | 122.13
0020057975 | Grille | 50.48
0020057976 | Grille | 55.09
0020057977 | Grille | 59.44
0020057978 | Grille | 94.99
0020057979 | Grille | 77.35
0020057980 | Grille | 82.78
0020057981 | Grille | 94.99
0020057982 | Fan compartment | 108.56
0020057983 | Fan compartment | 108.56
0020057984 | Fan compartment | 115.35
0020057985 | Fan compartment | 122.13
0020057986 | Fan compartment | 160.13
0020057987 | Fan compartment | 175.05
0020057988 | Fan compartment | 145.2
0020057990 | Spring | 11.47
0020057991 | Tangential fan, big | 223.91
0020057992 | Tangential fan, small | 137.06
0020057994 | Printed circuit | 268.69
0020057995 | Fan, bottom | 392.17
0020057996 | Fan, bottom | 480.38
0020057997 | Sensor, NTC with cable | 23.2
0020057998 | clip (PK2) | 13.71
0020058188 | Tube | 86.85
0020058189 | Tube | 35.42
0020058283 | Control panel | 18.18
0020058284 | Control panel | 10.72
0020058285 | Heating pipe + insulation | 877.98
0020058286 | Printed cuicuit board | 194.88
0020058287 | Connection pipes kit | 47.22
0020058288 | Connection pipes kit | 38.54
0020058319 | spanner for electric resistor | 188.62
0020058328 | PCB | 283.61
0020058341 | PCB | 223.91
0020058374 | Cable 2+1 gangue (flexo) | 6.89
0020058377 | Mains On/Off switch | 3.87
0020058392 | Seal, 34x15x2, (x10) | 3.05
0020058396 | Clamping spring 16 mm | 1.15
0020058407 | Thermal reflector 30LI v.13 II | 7.63
0020058443 | sealing, 10x13,5x1,5 (x10) | 1.53
0020058445 | Cover, side L KLO SP | 64.32
0020058446 | Cover, side P KLO SP | 50.48
0020058449 | Cover, front 30 KLO SP | 59.44
0020058462 | Cover, upper 20 | 29.04
0020058463 | Cover, upper 30 | 26.19
0020058464 | Cover, upper 40 | 38.54
0020058465 | Cover, upper 50 | 38.54
0020058467 | Burner blade assembly 50 | 94.99
0020058478 | Casing panel, plastic, corner | 4.58
0020058489 | Stud / clip set | 1.9
0020058638 | Socket | 8.41
0020058639 | Socket, base station | 6.89
0020058642 | Control, base station | 188.62
0020058679 | DRAIN PAN | 69.21
0020058760 | Compressor (Scroll) 22 kW | 3351.79
0020058761 | Compressor (Scroll) 30 kW | 3912.23
0020058762 | Compressor (Scroll) 38 kW | 4484.89
0020058763 | Compressor (Scroll) 46 kW | 5115.89
0020058764 | Condenser 22 kW | 2636.65
0020058765 | Condenser 30 kW | 3038.32
0020058766 | Condenser 38 kW | 3368.07
0020058767 | Condenser 46 kW | 4057.43
0020058768 | Evaporator 22 kW | 2392.39
0020058769 | Evaporator 30 kW | 2922.98
0020058770 | Evaporator 38 kW | 3225.59
0020058771 | Evaporator 46 kW | 3753.46
0020058772 | Filter-dryer 22-38 kW | 115.35
0020058773 | Filter-dryer 46 kW | 77.35
0020058774 | Expansion valve thermost. S22,S30,W22 | 188.62
0020058775 | Expansion valve thermost. S38,W30 | 188.62
0020058776 | Expansion valve thermost. W38,W46 | 392.17
0020058777 | Expansion valve thermost. S46 | 419.31
0020058778 | Heat exchanger (superheater) 22-30 kW | 160.13
0020058789 | Tube | 26.19
0020058790 | Connection | 29.04
0020058791 | Flow switch conduction | 18.18
0020058792 | Flow switch conduction | 21.91
0020058847 | Boiler section 80kW | 4872.99
0020058848 | Boiler section 120kW | 5271.95
0020058849 | Boiler section 160kW | 6106.5
0020058850 | Boiler section 200kW | 7327.8
0020058851 | Boiler section 240kW | 8142
0020058852 | Boiler section 280kW | 9091.9
0020058853 | Cover, inspection opening heat exchanger | 69.21
0020058854 | Support, NTC, Flow/Return (PK2) | 23.2
0020058855 | Gasket, tray-flue pipe D=150 | 13.71
0020058856 | Gasket, tray-flue pipe D=200 | 21.44
0020058857 | Sensing point, flue pressure | 19.54
0020058858 | Siphon | 9.16
0020058859 | Gasket kit, burner 80..280 kW | 86.85
0020058860 | Adapter, fan 80/120kW | 153.34
0020058862 | Fan 80/120kW | 1376
0020058863 | Fan 160-280kW | 1527.98
0020058864 | Injector, venturi 160kW | 297.18
0020058865 | Injector, venturi 200/240kW | 297.18
0020058866 | Injector, venturi 280kW | 392.17
0020058867 | Gas section 80/120kW | 1222.66
0020058868 | Gas section 160kW | 1222.66
0020058869 | Gas section 200-280kW | 1222.66
0020058875 | Damper/silencer, flue gas 200-240 kW | 297.18
0020058876 | Tube/silencer, supply air 80-240kW | 449.17
0020058877 | Tube, supply air 280kW | 122.13
0020058878 | Pressure switch, supply air | 77.35
0020058879 | Pressure switch, flue gas | 77.35
0020058880 | Cable tree (harness) | 69.21
0020058881 | Cable tree (harness fan) | 11.47
0020058884 | Side panel 80-160 kW | 253.76
0020058885 | Side panel 200-280 kW | 283.61
0020058886 | Cover, 80-160 kW | 283.61
0020058887 | Cover, 200-280 kW | 297.18
0020058888 | Cover, 80-160 kW | 175.05
0020058889 | Cover, 200-280 kW | 175.05
0020058892 | Injector, venturi 80/120kW | 297.18
0020058894 | Casing front, hood 80-280 kW | 544.16
0020058895 | Sealing ring kit flow/return, 2 of each | 8.41
0020058896 | Cover, inspection opening tray | 23.2
0020058897 | Burner 80kW | 763.99
0020058898 | Burner 120kW | 877.98
0020058899 | Burner 160kW | 993.32
0020058900 | Burner 200kW | 1222.66
0020058901 | Burner 240kW | 1413.99
0020058902 | Burner 280kW | 1450.63
0020058904 | Cover | 86.85
0020058973 | Casing (front part) | 47.22
0020058974 | Display | 77.35
0020058975 | Printed circuit board | 160.13
0020058976 | Casing (back panel) | 9.16
0020059000 | Connection | 69.21
0020059002 | Casing | 283.61
0020059003 | Cover | 44.24
0020059004 | Handle, white | 9.16
0020059016 | COMPRESSORS CAPACITOR | 38.54
0020059125 | Heat exchanger | 480.38
0020059126 | Heat exchanger | 877.98
0020059127 | Heat exchanger | 544.16
0020059128 | Heat exchanger | 650
0020059129 | Covering (switch box) | 108.56
0020059130 | Fastening kit | 41.25
0020059131 | Support | 108.56
0020059132 | Fastening kit | 86.85
0020059133 | Support (PK2) | 69.21
0020059213 | Printed circuit board NL low NOX | 188.62
0020059255 | O-ring (x5) | 23.2
0020059276 | Condenser | 38.54
0020059277 | Cold water tube | 35.42
0020059278 | Heating element 18kW | 153.34
0020059279 | Heating element 21kW | 153.34
0020059280 | Heating element 24kW | 153.34
0020059281 | Heating element 27kW | 153.34
0020059282 | Warm water tube | 29.04
0020059283 | Cold water tube | 38.54
0020059284 | Cold water tube | 47.22
0020059285 | Heating element 18 kW | 175.05
0020059286 | Heating element 21 kW | 175.05
0020059287 | Heating element 24 kW | 175.05
0020059288 | Heating element 27 kW | 175.05
0020059289 | Electronics, with cold water tube | 253.76
0020059291 | Heating element 21 kW | 130.27
0020059294 | Casing | 44.24
0020059295 | Casing | 44.24
0020059297 | Display (LCD) | 223.91
0020059298 | Display (LCD) | 153.34
0020059299 | Seal kit | 6.7
0020059306 | Pump | 153.34
0020059345 | Pressure difference regulating valve | 419.31
0020059437 | Heat exchanger (superheater) 38-46 kW | 188.62
0020059438 | Flow switch | 297.18
0020059439 | Tube, HR-3WV | 35.42
0020059440 | Tube, 3WV-pump | 101.78
0020059441 | Tube | 35.42
0020059442 | Tube, 3WV-pump | 122.13
0020059443 | Tube, BUH-out | 153.34
0020059444 | Cable tree (harness), 3WV | 41.25
0020059445 | Cable tree (harness), 3WV | 35.42
0020059446 | Manifold, Brass (Safety Group) | 122.13
0020059452 | Heat exchanger dhw (12 plates) | 86.08
0020059476 | Extension 1 m | 82.78
0020059477 | Flue gas elbow, 87 degr. | 160.13
0020059478 | Connection piece (air inlet) | 175.05
0020059479 | Connection piece (end piece) | 90.92
0020059480 | Wall seal, DN 125, 2 halves (RVS) | 35.42
0020059481 | Clamp, 125 x 39 (stainless steel) | 15.33
0020059482 | Clamp, 130 x 115 (stainless steel) | 55.09
0020059483 | Cover, DN 80 incl. gasket EPDM | 9.94
0020059484 | Gasket EPDM (DN 65) | 9.94
0020059485 | Connection piece DN 80 black | 18.18
0020059486 | Extension 1 m | 82.78
0020059487 | Connection piece (revision) | 122.13
0020059488 | Support (incl. clamp) | 82.78
0020059489 | Flue gas elbow | 137.06
0020059490 | T-piece (revision) DN 130 | 160.13
0020059491 | Flue gas elbow, 87 degr. (DN 130) | 108.56
0020059492 | Flue gas elbow, 45 degr. (DN 130) | 188.62
0020059493 | Flue gas elbow, 30 degr. (DN 130) | 188.62
0020059494 | Flue gas elbow, 15 degr. (DN 130) | 188.62
0020059495 | Extension 1 m (DN 130) | 188.62
0020059496 | Cover, incl. seal EPDM | 9.94
0020059497 | Clamp, 125 x 115 | 29.04
0020059498 | Rosette 125, white | 31.75
0020059499 | Connection tube DN 130 | 77.35
0020059500 | Condensing drain, DN 130 PP | 130.27
0020059501 | Cover, incl. seal EPDM | 29.04
0020059502 | Spring, stainless steel | 16.69
0020059503 | Flue gas elbow DN 130 | 253.76
0020059504 | Connection kit condensate DN 18 | 137.06
0020059512 | Siphon adaptor set | 9.16
0020059513 | Siphon adaptor set | 9.94
0020059526 | Motor | 238.83
0020059527 | MOTOR | 238.83
0020059541 | DRAIN PAN | 108.56
0020059543 | COIL | 877.98
0020059566 | Electronics | 650
0020059568 | Ignition electrode | 12.99
0020059600 | Gas valve assembly | 122.13
0020059601 | Burner | 188.62
0020059602 | Burner | 160.13
0020059603 | Pipe, flow | 16.69
0020059604 | Pipe, return | 26.19
0020059605 | Elbow | 86.85
0020059608 | Gasket | 8.41
0020059717 | Sensor (water pressure) | 18.18
0020059748 | Pressure safeguard/switch | 41.25
0020059749 | Draft diverter | 77.35
0020059750 | Covering plate | 3.87
0020059751 | Burner flame plate protector | 31.75
0020059752 | Clip, (x10) | 3.87
0020059753 | safety switch and cable | 11.47
0020059754 | Thermostat NTC with cable | 12.99
0020059755 | Fan cable | 18.18
0020059979 | Mixing valve | 145.2
0020059980 | Hose | 26.19
0020059981 | Hose | 18.18
0020059982 | Cold water tap | 9.16
0020059983 | Connection | 44.24
0020059984 | Cable | 8.41
0020059985 | safety switch | 29.04
0020059986 | safety switch | 13.71
0020060022 | Foot, rear | 19.54
0020060034 | Fitting | 15.33
0020060035 | Gasket | 7.63
0020060036 | Tube (vacuum tube) | 130.27
0020060037 | Support | 21.44
0020060038 | Mirror | 238.83
0020060039 | Pressure safeguard/switch | 31.75
0020060040 | Air duct | 69.21
0020060041 | Covering plate | 3.87
0020060042 | Guide plate | 26.19
0020060043 | Cable | 6.07
0020060047 | Tube (L=552 mm, D=18 mm) | 4.58
0020060241 | Sensor (STB) | 9.94
0020060242 | Wiring harness (NTC) | 11.47
0020060243 | Cable tree (harness) | 6.89
0020060244 | Cable fan | 15.33
0020060245 | Valve | 122.13
0020060246 | Connection | 21.44
0020060247 | Hose | 26.19
0020060248 | Hose | 16.69
0020060249 | Tap | 11.47
0020060250 | Cable kit | 8.41
0020060421 | Temperature limiter | 16.69
0020060422 | Temperature limiter | 15.33
0020060423 | Connection | 26.19
0020060425 | Sensor | 55.09
0020060426 | Sensor | 50.48
0020060428 | Heating rod | 188.62
0020060429 | Heating rod | 223.91
0020060430 | Switch box | 360.96
0020060487 | inlet d.c.w. pipe | 29.04
0020060709 | DEFROSTING SENSOR | 44.24
0020060711 | ELECTRONIC EXPANSION VALVE | 115.35
0020060712 | ELECTRONIC EXPANSION VALVE | 77.35
0020060713 | CAPILLARY | 59.44
0020060714 | PIPING | 175.05
0020060715 | PCB SET | 325.68
0020060716 | Printed circuit board | 360.96
0020060717 | PCB | 175.05
0020060718 | PCB SET | 175.05
0020060719 | Remote control | 64.32
0020060720 | Control, reactance | 77.35
0020060721 | Guide plate (deflector), kit of 2 | 26.19
0020060723 | RECEIVER | 59.44
0020060724 | RECEIVER | 101.78
0020060727 | RIGHT SIDE PANEL | 69.21
0020060733 | CAPILLARY | 82.78
0020060734 | CAPILLARY | 69.21
0020060735 | COIL | 202.19
0020060737 | CAPILLARY | 86.85
0020060740 | Printed circuit board | 175.05
0020060742 | PCB SET | 160.13
0020060744 | Receiver | 44.24
0020060745 | RADIATOR | 64.32
0020060747 | Remote control | 47.22
0020060749 | FAN | 115.35
0020060750 | VALVE COVER | 23.2
0020060751 | TOP COVER | 38.54
0020060753 | FRONT GRILLE | 8.41
0020060754 | FRONT PANEL + GRILLE | 69.21
0020060796 | Gasket (seal, housing, filter) | 9.94
0020060797 | Insulation 80kW | 297.18
0020060798 | Insulation 120kW | 297.18
0020060799 | Insulation 160kW | 360.96
0020060800 | Insulation 200kW | 360.96
0020060801 | Insulation 240kW | 360.96
0020060802 | Insulation 280kW | 360.96
0020060803 | Air inlet duct | 94.99
0020060804 | O-ring, gas section, (x10) | 15.33
0020060805 | Hose (pressure switch, flue gas) | 4.58
0020060806 | Adapter/non-return valve | 11.47
0020060807 | Hose (gas, long) | 9.94
0020060808 | Hose (supply air, long) | 3.87
0020060809 | Tube, kit with T-piece | 35.42
0020060810 | Casing (control panel) | 47.22
0020060811 | Display, white | 94.99
0020060812 | Printed circuit board, PWM / modul 0-10V | 77.35
0020060813 | Clip (Service-Kit) | 29.04
0020060814 | Cable tree (harness 1-10V) | 15.33
0020060815 | Casing (filter supply air) | 223.91
0020060827 | Electronics, power module | 202.19
0020060840 | Tube, Adaptor BUH | 10.72
0020060841 | Tube, pump-out | 137.06
0020060843 | Tube, BUH-out | 122.13
0020060844 | Elbow, 90 degr, heat.circuit (kit of 2) | 77.35
0020060851 | Harness, sensor | 94.99
0020060853 | Cable tree (harness), 3WV | 16.69
0020060856 | Tap | 10.72
0020060857 | Front panel | 283.61
0020060858 | Side panel (left) | 188.62
0020060860 | Terminal strip | 94.99
0020060861 | Terminal strip | 55.09
0020060862 | Terminal strip | 69.21
0020060865 | Tube, HR-3WV | 77.35
0020060866 | Terminal strip | 59.44
0020060873 | Harness, User Interface | 21.44
0020060874 | Printed circuit ICL, 230V | 449.17
0020060875 | Tube, MIX-CHEX | 108.56
0020060876 | Tube, pump-condenser | 86.85
0020060877 | Capacitor, 40uF | 31.75
0020060878 | Capacitor, 50uF | 35.42
0020060879 | Capacitor, 60uF | 44.24
0020060880 | Tube, BUH-out | 145.2
0020060881 | Compressor ZH 30 | 2475.17
0020060882 | Printed circuit control | 188.62
0020060883 | Printed circuit control | 188.62
0020060884 | Printed circuit board | 64.32
0020060885 | Tube, pump-condenser | 77.35
0020060886 | Tube, evap.-pump | 94.99
0020060887 | Insulation, Pump | 69.21
0020060888 | Circuit breaker, KRIWAN | 360.96
0020060889 | Manifold, Brass (Safety Group) | 122.13
0020061090 | Packing ring set | 5.36
0020061169 | Kit G20 -> G30/G31Thema 25 kW | 12.99
0020061170 | Kit G30/31 -> G20 Thema 25 kW | 8.41
0020061171 | Kit G30/31 -> G20 Thema 25 kW | 9.16
0020061172 | Kit G20 --> BP30 Thema 30 kW | 11.47
0020061173 | Kit G20 -> 3P/BP50 Thema 21/25 kW | 9.94
0020061174 | Kit G20 -> GZ35 Thema 21 kW | 4.58
0020061175 | Kit G20 -> GZ41/G25.1 Thema 21/25 kW | 6.07
0020061176 | Kit G20 -> BP50 Thema 30 kW | 6.89
0020061177 | Kit G20 -> G25.1 Thema 25 kW | 4.58
0020061269 | T-piece | 31.75
0020061270 | Filling loop | 50.48
0020061271 | Connector | 15.33
0020061272 | Pipe | 6.89
0020061273 | Cable tree (harness) | 10.72
0020061274 | Adapter | 6.89
0020061275 | Pressure relief valve | 16.69
0020061276 | Air vent | 13.71
0020061278 | Expansion vessel | 101.78
0020061280 | Company plaque | 6.07
0020061283 | Gasket | 4.58
0020061284 | Damper | 6.89
0020061286 | Housing | 47.22
0020061287 | Company plaque | 6.07
0020061288 | Cover | 4.58
0020061292 | FAN MOTOR SUPPORT | 35.42
0020061293 | CAPILLARY | 47.22
0020061294 | Printed circuit board | 130.27
0020061330 | Connection Set | 55.09
0020061331 | Centering pin (x2) | 18.18
0020061368 | Hose expansion vessel | 10.21
0020061480 | Cover, front | 44.24
0020061481 | Cover, front | 55.09
0020061482 | Compressor | 297.18
0020061483 | COIL | 360.96
0020061484 | CAPILLARY | 44.24
0020061485 | PIPING | 153.34
0020061486 | PCB SET | 253.76
0020061599 | Nipple (3/4) | 3.87
0020061600 | Clip, for pump connection nut, (x10) | 1.15
0020061601 | Clip, for expansion vessel, (x10) | 2.31
0020061642 | Clip, (x10) | 1.9
0020061698 | Shell, drain | 38.54
0020061701 | REAR COVER | 47.22
0020061706 | COMPRESSOR | 283.61
0020061707 | Compressor | 419.31
0020061708 | Compressor | 297.18
0020061709 | COIL | 253.76
0020061711 | CAPILLARY | 31.75
0020061712 | CAPILLARY | 35.42
0020061713 | CAPILLARY | 44.24
0020061714 | 4-WAYS VALVE | 35.42
0020061716 | PIPING | 101.78
0020061717 | PIPING | 108.56
0020061718 | PIPING | 153.34
0020061731 | Switch box | 449.17
0020061732 | Temperature limiter | 19.54
0020061733 | Temperature limiter | 14.52
0020061734 | Clamp | 15.33
0020061735 | Clamp | 11.47
0020061736 | Hose | 69.21
0020061737 | Connection | 44.24
0020061738 | Connection | 47.22
0020061739 | Clip, (x4) | 6.89
0020061740 | Clip (PK2) | 7.63
0020061862 | Spacer, Stopper 1/2 | 10.72
0020061863 | Flue adaptor, Chimney 150 | 47.22
0020061871 | Bracket, 12KOO18 | 9.94
0020061872 | Burner 401.0929.15 (inj. 1.25) | 55.09
0020061876 | Pipe, gas, top 18 | 9.94
0020061877 | Bracket, expansion vessel | 3.05
0020061878 | Base, 12KOO18 | 35.42
0020061879 | Pipe, outlet VV Pant.12 V.18 | 13.71
0020061880 | Pipe, inlet, VV Pant.12 V.18 | 14.52
0020061881 | Base, 12KTO18 | 41.25
0020061882 | Flue reducer, D-36 (blue colour) | 3.05
0020061885 | Thermostat, flue 60+-3°C | 8.41
0020061886 | Anode with seal 80l. | 35.42
0020062929 | Cover | 160.13
0020063282 | Socket | 9.16
0020063283 | burner | 2363.89
0020063293 | CW flexible pipe | 21.44
0020063377 | Connection, plug | 13.71
0020063379 | Heat exchanger | 1492.7
0020063381 | Support | 15.33
0020063382 | Harness | 23.2
0020063383 | Handle, filter | 26.19
0020063384 | Gasket, filter support, (kit of 2) | 14.52
0020063385 | Fan, top | 480.38
0020063387 | Plug | 5.36
0020063389 | Spacer | 15.33
0020063390 | Gasket, (kit of 2) | 18.18
0020063391 | Insulation | 8.41
0020063392 | Handle, filter | 3.87
0020063434 | White internal covering D100mm | 8.41
0020063437 | Front panel | 94.99
0020063438 | H/E Support | 9.16
0020063439 | Heat exchanger dhw. | 175.05
0020063440 | Diverter electro valve | 160.13
0020063441 | Printed circuit board | 59.44
0020063442 | electric connection box | 21.44
0020063443 | Cable | 6.89
0020063444 | Cable tree | 18.18
0020063445 | Inlet tube | 12.21
0020063446 | H/E/ electro vale tube | 12.99
0020063447 | Outlet tube | 18.18
0020063448 | Tube kit | 21.44
0020063449 | Packing ring set | 4.58
0020063450 | Connection set | 59.44
0020063512 | Gas cock | 29.04
0020063513 | Cover plate | 18.18
0020063514 | Cover plate | 6.89
0020063515 | Cover plate | 6.89
0020063566 | Flange | 69.21
0020063567 | Plug | 31.75
0020063568 | Bolt with clip kit | 21.44
0020063569 | O-ring, (x10) | 41.25
0020063570 | Fastening kit | 59.44
0020063571 | Fastening kit | 77.35
0020063572 | Fastening kit | 122.13
0020063612 | installation kit, inroof- set, exp. V | 59.44
0020063613 | installation kit, inroof- set, exp H | 77.35
0020063614 | installation kit, inroof set, exp. above | 115.35
0020063615 | Control | 59.44
0020063616 | Knop (kit) | 6.89
0020063617 | Upper part of valve | 11.47
0020063618 | Bolt kit | 21.44
0020063619 | Clip, (kit of 2) | 6.89
0020063620 | Clip, (kit of 4) | 5.36
0020063621 | Hose | 69.21
0020063622 | Hose | 64.32
0020063623 | Plug | 50.48
0020063625 | O-ring, (x10) | 35.42
0020063626 | Connection | 44.24
0020063627 | Connection | 50.48
0020063628 | Clip | 21.44
0020063629 | Clip | 15.33
0020063630 | Clip | 26.19
0020063631 | Clip (Collector) | 15.33
0020063632 | Connector, (x2) | 9.16
0020063633 | Flange | 69.21
0020063634 | Screw (PK4) | 7.63
0020063635 | Screw, (kit of 4) | 6.89
0020063636 | Support, angle | 19.54
0020063638 | Clip | 7.63
0020063639 | Clip | 21.44
0020063640 | Clip | 26.19
0020063641 | Clip | 26.19
0020063652 | Filter, cold catalyst | 12.99
0020063654 | Filter, biofilter | 26.19
0020063655 | Biofilter | 12.21
0020063677 | PCB | 153.34
0020063678 | Printed circuit board | 153.34
0020063680 | Sensor, temperature | 23.2
0020063681 | Sensor, coil | 23.2
0020063684 | Remote control | 55.09
0020063687 | Motor | 115.35
0020063697 | GRILLE | 55.09
0020063700 | Sensor, room temperature | 31.75
0020063712 | Printed circuit board | 544.16
0020063713 | Printed circuit board | 607.94
0020063714 | Burner support 25kW H | 44.24
0020063715 | Burner support 25kW B | 44.24
0020063720 | Tube | 11.47
0020063721 | Tube | 6.89
0020063722 | Gasket, 1/2 | 1.15
0020063749 | Heat insulation | 956.69
0020064069 | Safety assembly | 188.62
0020064070 | Printed circuit ICL, 230V | 283.61
0020064071 | Reducing nipple, Expansion vessel | 31.75
0020064072 | Printed circuit ICL, 400V | 392.17
0020064187 | Conversion set (natural gas->liquid gas) | 4.58
0020064188 | Conversion set (liquid gas->natural gas) | 7.63
0020064248 | ELECTRONIC EXPANSION VALVE | 69.21
0020064249 | ELECTRONIC EXPANSION VALVE'S COIL | 55.09
0020064250 | ELECTRONIC EXPANSION VALVE'S COIL | 86.85
0020064251 | Printed circuit board | 1298.65
0020064253 | Relay | 101.78
0020064258 | Safety switch thermostat | 8.41
0020064366 | set, mixing valve uniSAT VS 15 I | 202.19
0020064402 | Printed circuit board | 108.56
0020064403 | SENSOR | 19.54
0020064404 | RECEIVER | 38.54
0020064405 | EC COPPER CONNECTORS | 31.75
0020064406 | COIL | 297.18
0020064407 | PIPING | 108.56
0020064408 | PIPING | 115.35
0020064409 | LIQUID SERVICE VALVE | 26.19
0020064410 | GAS SERVICE VALVE | 26.19
0020064411 | EC COPPER CONNECTORS | 69.21
0020064414 | DRAIN ELBOW | 7.63
0020064429 | PFC MODULE | 188.62
0020064493 | Heat exchanger, 24 kw | 253.76
0020064494 | Heat exchanger, 30 kw | 392.17
0020064495 | Clip | 1.53
0020064496 | Tube, drain tube | 18.18
0020064497 | Siphon/trap | 26.19
0020064501 | Printed circuit board | 223.91
0020064521 | Printed circuit board | 130.27
0020064529 | AIR FILTER | 59.44
0020064633 | Printed circuit board | 160.13
0020064634 | Printed circuit board | 160.13
0020064635 | Sensor | 23.2
0020064638 | RIGHT SIDE PANEL | 44.24
0020064639 | CENTRAL DIVISOR | 35.42
0020064640 | FAN SUPPORT | 35.42
0020064641 | ELECTRONIC MATERIAL SUPPORT | 55.09
0020064643 | Sensor | 38.54
0020064645 | MOTOR | 130.27
0020064646 | COMPRESSOR | 419.31
0020064649 | PIPING | 160.13
0020064651 | CAPILLARY | 122.13
0020064663 | Sealing plate | 6.07
0020064675 | Front panel | 297.18
0020064676 | Tube, 110 mm drinking water | 9.94
0020064677 | Catch | 59.44
0020064678 | Support | 69.21
0020064679 | Tap | 29.04
0020064680 | Tap | 29.04
0020064681 | Tap | 29.04
0020064682 | Tap | 29.04
0020064683 | Valve | 188.62
0020064684 | Motor | 77.35
0020064685 | Tube | 41.25
0020064686 | Plug | 4.58
0020064687 | Connection | 297.18
0020064688 | Tube, 95 mm | 29.04
0020064689 | Tube, 110 mm | 29.04
0020064690 | Sieve | 38.54
0020064691 | Front panel | 360.96
0020064692 | Tube, 110 mm drinking water | 10.72
0020064693 | Catch | 55.09
0020064694 | Company plaque | 12.21
0020064696 | Support | 86.85
0020064697 | Tap | 29.04
0020064698 | Tap | 29.04
0020064699 | Tap | 29.04
0020064700 | Tap | 29.04
0020064701 | Valve | 188.62
0020064702 | Motor | 77.35
0020064703 | Tube | 29.04
0020064704 | Plug | 4.58
0020064705 | Connection | 297.18
0020064706 | Tube, 95 mm | 21.44
0020064707 | Tube, 110 mm | 19.54
0020064708 | Sieve | 35.42
0020064709 | Sealing ring, (x10) | 4.58
0020064781 | Printed circuit board | 419.31
0020064782 | Printed circuit board | 449.17
0020064783 | Printed circuit board, inverter mod. PFC | 325.68
0020064784 | Printed circuit board, inverter module | 325.68
0020065181 | O-ring 37.8 x 1.8 mm | 5.36
0020065182 | Flange | 31.75
0020065183 | Nut Rp - 1 1/2 | 12.21
0020065184 | Connection (angle) 28x25mm | 31.75
0020065185 | Connection (straight coupling) | 26.19
0020065186 | O-ring 44,1 x 2,6 mm | 5.36
0020065187 | Flange | 35.42
0020065188 | Nut Rp - 2 | 12.21
0020065220 | Printed circuit board | 175.05
0020065221 | PCB | 160.13
0020065253 | Casing | 21.44
0020065254 | Printed circuit board | 137.06
0020065255 | Wiring harness | 5.36
0020065256 | Screw connection | 26.19
0020065257 | Fuse, 2,0 A T2H, (x10) | 4.58
0020065258 | Support | 1.53
0020065259 | Clip, (x10) | 3.87
0020065327 | Elbow, 45Gr, brine circuit (PK2) | 101.78
0020065328 | Elbow, 90Gr, brine circuit (PK2) | 77.35
0020065329 | Elbow, 45 degr., heating circuit (PK3) | 101.78
0020065330 | Elbow, 90Gr, heating circuit (PK2) | 86.85
0020065331 | Compressor (Scroll) 6 kW 230V | 1260.65
0020065332 | Compressor (Scroll) 8 kW 230V | 1413.99
0020065333 | Compressor (Scroll) 10 kW 230V | 1527.98
0020065334 | Compressor (Scroll) 14 kW | 1527.98
0020065335 | Compressor (Scroll) 17 kW | 1527.98
0020065336 | Heat exchanger, condenser 6 kW | 544.16
0020065337 | Heat exchanger, condenser 8 kW | 650
0020065338 | Heat exchanger, condenser 10 kW | 689.36
0020065339 | Heat exchanger, condenser 14 kW | 841.34
0020065340 | Heat exchanger, condenser 17 kW | 1298.65
0020065341 | Evaporator 6 kW | 449.17
0020065342 | Evaporator 8 kW | 650
0020065343 | Evaporator 10 kW | 763.99
0020065344 | Evaporator 14 kW | 1260.65
0020065345 | Evaporator 17 kW | 1450.63
0020065346 | Valve, TEV, 6 kW | 50.48
0020065477 | Flue gas cap, black | 59.44
0020065478 | Flue gas cap, red | 59.44
0020065479 | Spacer | 44.24
0020065515 | COIL | 175.05
0020065516 | Printed circuit board | 160.13
0020065517 | PCB SET | 153.34
0020065518 | Sensor | 23.2
0020065519 | FRONT PANEL | 64.32
0020065520 | FRONT PANEL | 86.85
0020065522 | FRONT GRILLE | 64.32
0020065524 | TOP COVER | 69.21
0020065526 | RIGHT SIDE PANEL | 69.21
0020065534 | FAN SUPPORT | 47.22
0020065536 | RIGHT HANDLE | 47.22
0020065543 | ROOM TEMPERATURE SENSOR | 47.22
0020065544 | SENSOR | 55.09
0020065546 | FILTER BOARD | 55.09
0020065547 | Electronics, inverter module | 449.17
0020065548 | Electronics, PFC | 202.19
0020065551 | FAN'S CAPACITOR | 55.09
0020065552 | FAN'S CAPACITOR | 50.48
0020065553 | MOTOR | 188.62
0020065554 | MOTOR | 238.83
0020065555 | FAN | 94.99
0020065559 | COMPRESSOR | 877.98
0020065560 | COIL | 650
0020065562 | PIPING | 175.05
0020065564 | CAPILLARY | 160.13
0020065573 | 4-WAYS VALVE COIL | 86.85
0020065574 | PCB SET | 572.65
0020065576 | Microswitch cover | 2.31
0020065823 | Connection, plug | 23.2
0020065825 | Tube 12/19/24 kW (kit) | 101.78
0020065826 | Tube 30 kW (kit) | 101.78
0020065827 | Valve (G 3/4) | 15.33
0020065828 | Support (tube) | 13.71
0020065864 | DISCHARGE SENSOR | 64.32
0020065865 | HIGH PRESSURE SWITCH | 50.48
0020065867 | TEMPERATURE SENSOR | 55.09
0020065874 | PCB | 572.65
0020065876 | Pump (4m) | 223.91
0020065879 | Key | 21.44
0020065880 | Valve, cartridge | 15.33
0020065881 | Key | 16.69
0020065882 | Valve, cartridge | 11.47
0020066180 | Valve, TEV, 8 kW | 50.48
0020066181 | Valve, TEV, 10-14 kW | 50.48
0020066182 | Valve, TEV, 17 kW | 50.48
0020066183 | Filter-dryer 6-10 kW | 12.21
0020066184 | Filter-dryer 14-17 kW | 16.69
0020066185 | Pressure safeguard, high pressure | 44.24
0020066186 | Sensor, high pressure | 77.35
0020066187 | Pressure safeguard, low pressure | 55.09
0020066188 | Sensor, low pressure | 77.35
0020066189 | Tube, HR-Pump | 108.56
0020066190 | Printed circuit board | 268.69
0020066195 | Valve | 145.2
0020066196 | Motor, actuator | 101.78
0020066197 | Heat exchanger (superheater) 14-17kW | 122.13
0020066198 | Tube, CHEX-3W | 122.13
0020066199 | Clamp | 19.54
0020066201 | Insulation, 50mm x 15m, Armaflex | 69.21
0020066202 | Connector (kit) | 29.04
0020066203 | Insulation | 12.99
0020066204 | Printed circuit ICL, 230V VWL 9 | 283.61
0020066205 | Sensor, temperature, (x6) | 160.13
0020066206 | Condensate drain, shell | 44.24
0020066207 | Condensate drain, shell | 44.24
0020066208 | Printed circuit, ICL | 689.36
0020066238 | Printed circuit board | 325.68
0020066239 | COIL | 253.76
0020066240 | CAPILLARY | 77.35
0020066242 | Connection gas | 11.47
0020066243 | Supply harness | 23.2
0020066244 | CTN Cable tree | 10.72
0020066246 | Connection kit | 59.44
0020066247 | Water hose | 18.18
0020066250 | Connection kit LPG | 16.69
0020066251 | Solar Tube | 16.69
0020066305 | INVERTER MODULE SENSOR | 5.36
0020066406 | Motor, fan | 153.34
0020066409 | VALVE COVER | 38.54
0020066410 | PCB | 115.35
0020066411 | Printed circuit board | 544.16
0020066453 | GAS SERVICE VALVE | 38.54
0020066457 | Tube | 21.44
0020066458 | DRAIN PAN + LOUVERS | 86.85
0020066463 | MOTOR | 153.34
0020066470 | FRONT PANEL | 86.85
0020066471 | RIGHT SIDE PANEL | 64.32
0020066476 | RIGHT HANDLE | 47.22
0020066477 | VALVE COVER | 47.22
0020066478 | PIPE SENSOR | 5.36
0020066479 | PIPE SENSOR | 50.48
0020066480 | PIPE SENSOR | 50.48
0020066481 | RADIATOR | 64.32
0020066482 | INDUCTANCE | 86.85
0020066483 | Electronics, power module | 175.05
0020066484 | Motor | 223.91
0020066485 | FAN | 94.99
0020066486 | COIL | 480.38
0020066487 | PIPING | 175.05
0020066488 | PIPING | 175.05
0020066489 | Valve, expansion, electronic | 86.85
0020066493 | Connection | 47.22
0020066494 | Connection | 44.24
0020066502 | Printed circuit board | 86.85
0020066506 | Receiver | 31.75
0020066508 | Receiver | 59.44
0020066601 | LIQUID SERVICE VALVE | 50.48
0020066602 | GAS SERVICE VALVE | 64.32
0020066737 | Hose, horizontal | 59.44
0020066738 | Hose horizontal | 77.35
0020066739 | Hose drain back | 38.54
0020066740 | Hose drainback | 41.25
0020067041 | SENSOR | 23.2
0020067043 | Sensor | 15.33
0020067378 | CENTRAL DIVISOR | 188.62
0020067379 | CENTRAL DIVISOR | 202.19
0020067380 | ELECTRONIC PARTS BOX | 115.35
0020067381 | Capacitor, compressor | 94.99
0020067382 | COMPRESSOR'S CONDENSER | 160.13
0020067385 | WIRING HARNESS | 449.17
0020067386 | WIRING HARNESS (STARTER) | 160.13
0020067387 | CONDENSER (STARTER) | 115.35
0020067486 | PCB | 108.56
0020067488 | Sensor | 19.54
0020067506 | Resistor, tray | 160.13
0020067507 | Fuse, 2,0 A T2H, (x10) | 5.36
0020067509 | Plug 4 wires external sensor | 16.69
0020067693 | DRAIN PAN | 64.32
0020067886 | Printed circuit board | 188.62
0020067887 | Printed circuit board | 202.19
0020067888 | Printed circuit board | 238.83
0020067941 | Sensor, temperature | 19.54
0020068005 | Insulation | 108.56
0020068015 | Heating rod | 47.22
0020068017 | Heating rod 1,5 KW | 47.22
0020068018 | Clip, black | 21.44
0020068019 | Clip, black | 23.2
0020068020 | Generator | 77.35
0020068021 | Connection box | 223.91
0020068023 | Connection box | 175.05
0020068025 | Connection pipes kit | 1.9
0020068026 | Burner atmo 10kW H,L | 122.13
0020068027 | Burner atmo 10kW P | 122.13
0020068028 | Burner atmo 20kW H,L | 153.34
0020068029 | Burner atmo 20kW P | 153.34
0020068030 | Burner atmo 24kW H,L | 160.13
0020068031 | Burner atmo 24kW P | 160.13
0020068032 | Manifold 10kW H | 77.35
0020068033 | Manifold 10kW L | 77.35
0020068034 | Manifold 10kW P | 86.85
0020068035 | Manifold 20kW H | 86.85
0020068036 | Manifold 20kW L | 86.85
0020068037 | Manifold 20kW P | 94.99
0020068038 | Manifold 24kW H | 94.99
0020068039 | Manifold 24kW L | 94.99
0020068040 | Manifold 24kW P | 108.56
0020068041 | Electrode (incl. cable) | 38.54
0020068042 | Electrode (incl. cable) | 41.25
0020068043 | Electrode | 14.52
0020068044 | Burner turbo 10kW | 153.34
0020068045 | Burner turbo 20kW | 238.83
0020068046 | Burner turbo 24kW | 297.18
0020068047 | Electrode | 35.42
0020068048 | Guide plate | 4.58
0020068049 | Tube | 15.33
0020068050 | Tube | 23.2
0020068051 | Tube | 26.19
0020068052 | Tube 10kW | 26.19
0020068053 | Tube 10kW | 29.04
0020068054 | Tube | 26.19
0020068055 | Tube | 26.19
0020068056 | Support | 3.87
0020068057 | Throttle jet 2,00 | 2.31
0020068058 | Throttle jet 2,50 | 2.31
0020068059 | Throttle jet 3,00 | 2.31
0020068060 | Throttle jet 3,20 | 2.31
0020068061 | Throttle jet 3,40 | 2.31
0020068062 | Heat exchanger | 253.76
0020068063 | Heat exchanger | 223.91
0020068064 | Back panel 10kW | 64.32
0020068065 | Back panel 20kW | 55.09
0020068066 | Back panel 24kW | 55.09
0020068067 | Insulation atmo 10kW (set) | 26.19
0020068068 | Insulation atmo 20kW (set) | 29.04
0020068069 | Insulation atmo 24kW (set) | 29.04
0020068070 | Plate (set) | 12.21
0020068071 | Handle | 16.69
0020068072 | Cover | 8.41
0020068073 | Cover | 7.63
0020068074 | Spacer (set) | 23.2
0020068075 | Wiring harness atmo | 26.19
0020068076 | Clip (support expansion vessel) | 3.05
0020068077 | Support | 6.89
0020068081 | Cover 10kW | 55.09
0020068082 | Cover 20kW H,L | 47.22
0020068083 | Cover 20kW P | 47.22
0020068084 | Cover 24kW H,L | 59.44
0020068085 | Cover 24kW P | 59.44
0020068086 | Support | 7.63
0020068087 | Cover 10kW | 55.09
0020068088 | Cover | 55.09
0020068090 | Measuring orifice | 44.24
0020068091 | Support 10kW | 35.42
0020068092 | Support 20kW | 35.42
0020068093 | Support 24kW | 31.75
0020068094 | Support | 3.87
0020068097 | Tube | 29.04
0020068098 | Tube | 29.04
0020068099 | Tube | 29.04
0020068100 | Tube | 29.04
0020068101 | Tube | 29.04
0020068102 | Tube | 29.04
0020068103 | Tube | 15.33
0020068104 | Tube | 15.33
0020068105 | Tube | 26.19
0020068106 | Tube | 26.19
0020068107 | Tube | 31.75
0020068108 | Tube | 31.75
0020068109 | Tube | 31.75
0020068110 | Tube | 31.75
0020068111 | Tube | 3.87
0020068113 | Tube | 9.94
0020068114 | Tube | 9.94
0020068115 | Tube | 9.16
0020068116 | Tube | 16.69
0020068117 | Tube | 23.2
0020068118 | Adapter | 5.36
0020068119 | Adapter | 13.71
0020068120 | Sensor, NTC 19mm | 12.35
0020068123 | Wiring harness VC | 26.19
0020068124 | Wiring harness VCW classic | 26.19
0020068126 | Clip, (x10) | 4.58
0020068130 | O-ring, (x10) | 2.68
0020068134 | Cover | 47.22
0020068135 | Cover 32-36kW | 47.22
0020068136 | Magnet, (x2) | 5.36
0020068137 | Harness | 16.69
0020068138 | Harness | 26.19
0020068139 | Conversion set 10kW P->E | 188.62
0020068140 | Conversion set 20kW P->E | 188.62
0020068141 | Conversion set 24kW P->E | 223.91
0020068142 | Conversion set 10kW P->L | 188.62
0020068143 | Conversion set 20kW P->L | 188.62
0020068144 | Conversion set 24kW P->L | 223.91
0020068145 | Conversion set 10kW P->E | 160.13
0020068375 | Wiring harness | 86.85
0020068377 | Cable | 19.54
0020068379 | Cable | 26.19
0020068381 | Circlip, (x10) | 77.35
0020068405 | Temperature limiter | 31.75
0020068406 | Temperature limiter | 44.24
0020068407 | Cover | 15.33
0020068408 | Cover | 9.94
0020068410 | Heating rod 2,0 KW | 47.22
0020068411 | Button | 1.53
0020068412 | Cover | 21.44
0020068413 | Printed circuit board | 137.06
0020068414 | Printed circuit board | 86.85
0020068415 | Cable with plug | 10.72
0020068416 | Cable with plug | 10.72
0020068418 | Cable with LED (green) | 5.36
0020068421 | Cable with LED (red) | 6.07
0020068422 | Heating rod | 44.24
0020068423 | Heating rod | 50.48
0020068424 | Gasket | 2.31
0020068425 | Flange | 14.52
0020068426 | Anode | 15.33
0020068427 | Anode | 26.19
0020068428 | Fastening kit | 6.89
0020068429 | Spacer, (x5) | 1.15
0020068430 | Plug | 0.81
0020068433 | Button, (x5) | 1.53
0020068434 | Cable with plug | 10.72
0020068439 | Gasket | 2.31
0020068440 | Anode | 10.72
0020068441 | Heating rod | 47.22
0020068442 | Cover | 6.89
0020068443 | Support | 14.52
0020068461 | Valve | 16.69
0020068462 | Cable | 10.72
0020068463 | Adapter | 23.2
0020068464 | Cable, brown L = 140mm | 3.05
0020068465 | Cable, brown L = 230 mm | 3.05
0020068467 | Cable, blue L = 230 mm | 3.05
0020068468 | Safety switch | 35.42
0020068469 | Anode | 13.71
0020068470 | Anode | 15.33
0020068474 | Cover | 21.44
0020068475 | Button | 1.15
0020068476 | Printed circuit board | 64.32
0020068478 | Fastening kit | 10.72
0020068480 | Fastening kit | 223.91
0020068481 | Plug | 0.81
0020068482 | Cover | 10.72
0020068483 | Fastening kit | 108.56
0020068484 | Support (PK2) | 77.35
0020068485 | Support | 19.54
0020068486 | Screw (PK2) | 86.85
0020068487 | Spacer, wall | 26.19
0020068488 | Spacer, (x5) | 0.81
0020068489 | Cable | 6.89
0020068491 | Heating rod | 41.25
0020068498 | Plug | 2.31
0020068503 | Gasket | 2.31
0020068504 | Flange | 23.2
0020068508 | Cable with connection box | 16.69
0020068513 | Button, (x5) | 1.53
0020068515 | Cover | 10.72
0020068517 | Support | 1.53
0020068518 | Thermostat | 86.85
0020068520 | Gasket | 0.81
0020068521 | Anode | 10.72
0020068522 | Heating rod 1,2 KW | 15.33
0020068523 | Cover | 6.89
0020068524 | Gasket, (x10) | 8.41
0020068525 | Sealing ring, DN 16, (x10) | 9.94
0020068526 | Sealing ring, DN 20, (x10) | 15.33
0020068527 | Sealing ring, DN 16, (x10) | 9.16
0020068528 | Support | 23.2
0020068530 | Sealing ring, DN 20, (x10) | 14.52
0020068537 | Valve | 10.72
0020068538 | Cable | 10.72
0020068539 | Adapter | 38.54
0020068542 | Pump ST20/6 | 223.91
0020068543 | Pump ST20/6 | 223.91
0020068544 | Nipple | 3.05
0020068659 | PCB SET | 130.27
0020068669 | MOTOR | 115.35
0020068673 | PCB SET | 419.31
0020068674 | INVERTER MODULE + PFC | 283.61
0020068676 | PCB SET | 360.96
0020068677 | INVERTER MODULE + PFC | 283.61
0020068796 | O-ring, (x10) | 2.68
0020068841 | Heating body NM 7kW with cover | 55.09
0020068842 | Holder, expansion vessel | 8.41
0020068844 | Harness E112 | 2.31
0020068845 | Bracket - hinge | 5.36
0020068847 | anode 26x500 | 21.44
0020068848 | Seal for flange | 9.72
0020068849 | Flange enamelled Protherm 90 | 16.69
0020068850 | Timer kit body | 31.75
0020068851 | Sensor, RT-99 1500 mm | 101.78
0020068852 | Sensor, RT-99 850 mm | 35.42
0020068853 | WIRING HARNESS | 268.69
0020068854 | WIRING HARNESS | 325.68
0020068857 | TRANSDUCER'S WIRE | 160.13
0020068864 | WIRING HARNESS | 268.69
0020068865 | WIRING HARNESS | 325.68
0020068869 | Screw, (x10) | 3.05
0020068870 | Tap | 82.78
0020068871 | 3WV and Conncetion with non-return valve | 956.69
0020068872 | Printed circit board | 1527.98
0020068873 | Transformer | 115.35
0020068874 | Tachometer | 29.04
0020068882 | Air inlet pipe | 90.92
0020068883 | Air inlet pipe adapter | 31.75
0020068884 | Venturi | 763.99
0020068887 | Gas tube | 26.19
0020068888 | Wiring harness gas valve | 31.75
0020068889 | Printed circuit board | 153.34
0020068890 | Ignition lead | 35.42
0020068956 | Connection tube, (kit) | 16.69
0020068957 | Connection tube, (kit) | 19.54
0020068958 | Connection tube | 26.19
0020068998 | Expansion vessel | 69.21
0020068999 | Side panel (right) | 160.13
0020069000 | Cover | 108.56
0020069001 | Cover (rear, top) | 50.48
0020069002 | Side panel (right) | 202.19
0020069003 | Side panel (left) | 202.19
0020069004 | Front panel ( top) | 253.76
0020069005 | Cover (ahead) | 86.85
0020069006 | Cover (behind) | 59.44
0020069008 | Cable tree (harness), compr. 6-10kW | 9.16
0020069009 | Cable tree (harness), compressor 230V | 18.18
0020069010 | Cable tree (harness), compr. 14-17kW | 12.21
0020069011 | Harness, sensor | 108.56
0020069012 | Front panel (below) | 223.91
0020069013 | Heat exchanger, backup heater | 325.68
0020069014 | Ring handle, (kit of 2) | 6.07
0020069015 | Sensor, temperature | 13.71
0020069016 | SD logo Sticker | 5.36
0020069017 | Sealing ring 1 1/2, (kit of 4) | 6.89
0020069018 | Insulation , compressor hood 6-10 kW | 77.35
0020069019 | Insulation , compressor hood 14-17 kW | 86.85
0020069020 | Fitting | 23.2
0020069021 | Sensor (water pressure) | 18.18
0020069022 | Fastening kit, (x10) | 6.89
0020069023 | Pressure relief valve | 19.54
0020069024 | Heat exchanger (superheater) 6-10 kW | 47.22
0020069025 | Valve, Schrader | 41.25
0020069026 | Relay, A12 ZH30 | 35.42
0020069027 | Thermostat, back-up heater | 77.35
0020069035 | Sealing ring 1 1/4, (kit of 3) | 4.58
0020069038 | Front panel (below) | 360.96
0020069039 | Side panel (left) | 297.18
0020069040 | Side panel (right) | 360.96
0020069041 | Front panel (top) | 297.18
0020069042 | Cover | 160.13
0020069043 | Cover (hood) | 94.99
0020069044 | Tube, pump-out | 130.27
0020069045 | Tube, T-CHEX | 13.71
0020069046 | Tube, CHEX-T B | 23.2
0020069047 | Tube, flow switch | 77.35
0020069048 | Measuring orifice, bottom | 3.87
0020069050 | Gasket, composite 1 1/4, (x5) | 38.54
0020069052 | Tube, IN-evap. VWS | 188.62
0020069053 | Tube, IN-evap. VWW | 130.27
0020069054 | Connector (kit) | 26.19
0020069072 | Hose (supply air box) | 9.16
0020069073 | Adapter, supply air | 12.21
0020069075 | Hose (Condensate trap) | 6.89
0020069076 | Tube | 38.54
0020069079 | Electrode | 23.2
0020069080 | Flue duct/adaptor (condensate trap) | 223.91
0020069453 | Joint, motor swing | 19.54
0020069457 | VALVE COVER | 44.24
0020069459 | CARTER RESISTANCE | 69.21
0020069463 | Expansion valve, electronic | 86.85
0020069464 | Coil, electronic expansion valve | 64.32
0020069466 | REACTOR | 153.34
0020069475 | Generator | 55.09
0020069578 | Connection | 15.33
0020069579 | Tube | 11.47
0020069580 | Tube | 9.16
0020069581 | Valve (non-return valve) | 44.24
0020070055 | Conversion set 20kW P->E | 175.05
0020070056 | Conversion set 24kW P->E | 188.62
0020070057 | Conversion set 10kW P->L | 160.13
0020070058 | Conversion set 20kW P->L | 175.05
0020070059 | Conversion set 24kW P->L | 188.62
0020070060 | Conversion set 10kW E/L->P | 153.34
0020070061 | Conversion set 20kW E/L->P | 153.34
0020070062 | Conversion set 24kW E/L->P | 175.05
0020070063 | Conversion set 10kW E->L | 77.35
0020070064 | Conversion set 20kW E->L | 86.85
0020070065 | Conversion set 24kW E->L | 94.99
0020070066 | Conversion set 10kW L->E | 77.35
0020070067 | Conversion set 20kW L->E | 86.85
0020070068 | Conversion set 24kW L->E | 94.99
0020070069 | Conversion set 10kW E->L | 64.32
0020070070 | Conversion set 20kW E->L | 69.21
0020070071 | Conversion set 24kW E->L | 77.35
0020070072 | Conversion set 10kW L->E | 59.44
0020070073 | Conversion set 20kW L->E | 69.21
0020070074 | Conversion set 24kW L->E | 77.35
0020070183 | Anode, G3/4x22x772, SW24 | 23.2
0020070184 | Anode, G3/4x22x862, SW24 | 26.19
0020070185 | Guide plate | 29.04
0020070186 | Guide plate | 64.32
0020070187 | Guide plate | 29.04
0020070188 | Top cover | 59.44
0020070189 | Piezo ignition | 9.16
0020070190 | Thermo-couple | 6.89
0020070191 | Pilot burner | 26.19
0020070192 | Pilot burner tube | 11.47
0020070193 | Plate, anti-icing | 253.76
0020070194 | Printed circ board, 1phase (it)+ display | 724.64
0020070195 | Printed circuit board,3-phase IT+display | 724.64
0020070197 | UNIT'S CASING | 160.13
0020070403 | SPEED-CHANGE TRANSFORMER | 223.91
0020070705 | Limiter 8.1l/min | 3.87
0020070706 | Limiter 16 l/min | 6.89
0020070712 | 4-WAYS VALVE + PIPPING | 94.99
0020070713 | Valve, 4-way | 38.54
0020070716 | UNIT'S BASE | 50.48
0020070736 | PCB SET | 94.99
0020070738 | SENSOR | 23.2
0020070980 | Capacitor, compressor | 35.42
0020070982 | Flue gas cap, black incl. flue pipe D 60 | 59.44
0020070983 | Flue gas cap, red incl. flue pipe D 60 | 59.44
0020071076 | Printed circuit board | 238.83
0020071077 | Flue gas connection | 115.35
0020071160 | Support, remote control | 11.47
0020071383 | Printed circuit board, power module | 419.31
0020071525 | Insert | 6.07
0020071551 | Gasket, (x10) | 94.99
0020071566 | Throttle jet 3,70 | 2.31
0020071570 | Tube | 14.52
0020071571 | Tube | 19.54
0020071572 | Pump | 160.13
0020071573 | Heat exchanger | 202.19
0020071574 | Heat exchanger | 268.69
0020071575 | Tube | 9.94
0020071576 | Clip | 1.15
0020071578 | Printed circuit board | 392.17
0020071579 | Printed circuit board | 392.17
0020071580 | Gas isolation valve | 69.21
0020071581 | Connection, G1/2 x 15 x 42.5 | 6.89
0020071626 | Cap, (x4) | 29.04
0020071654 | Sealing ring, (x10) | 2.31
0020071707 | Connection kit Filter and pipes | 64.32
0020071708 | Burner chamber group 20kW | 31.75
0020071709 | Burner chamber group 24kW | 35.42
0020071725 | connecting pieces for direct tapping | 82.78
0020071777 | Arbor - M4 | 1.15
0020071782 | Sealing ring, AFM 34 18x10x2, (x10) | 1.9
0020071788 | Injector 2,5mm M10x1 | 3.87
0020071793 | T-part outlet | 12.99
0020071819 | Top cover 20KLZ | 38.54
0020071820 | Top cover 30KLZ | 41.25
0020071821 | Top cover 40KLZ | 41.25
0020071822 | Top cover 50KLZ | 47.22
0020071824 | Insulation cover KLZ | 29.04
0020071825 | Front cover, tank 50KLZ, white | 47.22
0020071829 | Casing back, storage 50KLZ, white | 38.54
0020071830 | Casing back, storage, white | 31.75
0020071831 | Skew cover 50KLZ | 19.54
0020071839 | Frame KLZ 2, white | 26.19
0020071840 | Frame, cpl., base KLZ 50, white | 55.09
0020071845 | Wire - MO63 | 8.41
0020071846 | Wire - MO81 | 7.63
0020072010 | Tube, evap.-pump | 108.56
0020072012 | Tube, Tank | 86.85
0020072013 | Tube, IN-evap. VWS | 160.13
0020072014 | Tube, 3W-HF | 175.05
0020072015 | Tube, IN-MIX | 130.27
0020072016 | Tube, MIX-evap. | 55.09
0020072017 | Tube, IN-evap. VWW | 130.27
0020072018 | Tube, HR | 223.91
0020072019 | Tube, HV | 188.62
0020072020 | Tube, IN-evap. | 188.62
0020072021 | Tube, evap.-pump | 297.18
0020072022 | Tube, pump-out | 283.61
0020072023 | Tube, IN-evap. | 145.2
0020072024 | Tube, with flow switch | 480.38
0020072025 | Tube, 3W-HF | 108.56
0020072026 | Tube, IN-MIX | 130.27
0020072027 | Relay, A16 | 82.78
0020072028 | Circuit breaker, motor prot. E16 DU2.7 | 145.2
0020072029 | Relay, Tripus | 55.09
0020072030 | Relay, Tripus | 38.54
0020072031 | Relay, A30-30-01 | 188.62
0020072032 | Relay, A40-30-01 | 223.91
0020072033 | Circuit breaker, motor prot. TA25 DU5,0 | 94.99
0020072034 | Circuit breaker, motor prot. TA25 DU11,0 | 94.99
0020072035 | Gasket, composite 1 1/4, (x5) | 41.25
0020072036 | Gasket, composite 1 1/2, (x5) | 55.09
0020072037 | Condensate drain, shell | 23.2
0020072038 | Tube, int. tank-3WV | 29.04
0020072039 | Tube, 3WV-pump | 122.13
0020072041 | Tube, pump-out | 137.06
0020072042 | Tube, HR-3WV | 82.78
0020072043 | Tube, Tank | 86.85
0020072044 | Tube, IN-evap. | 160.13
0020072045 | Connector (kit) | 26.19
0020072046 | Tube, evap.-pump | 101.78
0020072047 | Tube, BUH-out | 108.56
0020072048 | Heat exchanger (condenser) | 1338
0020072049 | Condenser | 1184.66
0020072050 | Tube, HR-Pump | 86.85
0020072051 | Gasket, composite 1 1/4, (x5) | 29.04
0020072052 | Tube, int. tank-3WV | 29.04
0020072053 | Tube, 3WV-pump | 90.92
0020072054 | Compressor ZH 30 230V | 2621.72
0020072055 | Tube, pump-out | 130.27
0020072056 | Tube, HR-3WV | 77.35
0020072057 | Elbow, 90Gr, heating circuit (PK2) | 59.44
0020072058 | Tube, Tank | 86.85
0020072059 | Tube, IN-evap. | 153.34
0020072063 | Printed circuit board | 94.99
0020072068 | Printed circuit, conversion set (eBUS) | 130.27
0020072069 | Wiring harness | 94.99
0020072162 | Harness, main, FAN | 31.75
0020072163 | Heat exchanger, dummy w. pipes | 38.54
0020072165 | Connection kit - boiler 45L SAN | 59.44
0020072175 | Insulation SK 184x168 | 5.36
0020072176 | Insulation 185x218 | 6.89
0020072177 | Insulation 204x218 | 5.36
0020072343 | Wiring harness (24 V) | 94.99
0020072344 | Wiring harness (230 V) | 69.21
0020072345 | Pressure safeguard | 77.35
0020072348 | Burner | 2150.85
0020072349 | Pump | 188.62
0020072350 | Motor | 223.91
0020072351 | Sensor, photocell | 392.17
0020072352 | Casing | 12.21
0020072353 | Flue duct/adaptor (condensate trap) | 283.61
0020072427 | Coil, 24V | 77.35
0020072496 | Heating exchanger - heating 12KW | 188.62
0020072501 | Fan GR01285 | 77.35
0020072512 | Side cover L+R 18 paint. | 41.25
0020072515 | Electrods 12KXZ17 | 26.19
0020072523 | Front cover P18 paint. | 69.21
0020072532 | Front cover turbo P18 | 11.47
0020072544 | Flue reducer, D-36 (blue colour) | 2.68
0020072545 | Thermostat, flue 60+-3°C | 9.94
0020072559 | Nipple 3/4 + washer KKX | 12.99
0020072812 | Pipe | 21.44
0020072913 | O-ring, (x10) | 3.87
0020072997 | Support | 3.87
0020073075 | Isolation valve | 47.22
0020073076 | Isolation valve | 69.21
0020073080 | Printed circuit board, PFC module | 253.76
0020073082 | Printed circuit board | 572.65
0020073164 | PCB | 122.13
0020073264 | Fastening kit, small parts | 9.94
0020073265 | Support | 44.24
0020073266 | Tube, with drain cock | 122.13
0020073267 | Expansion vessel | 449.17
0020073268 | Pressure relief valve, 5 bar | 2.31
0020073269 | Fastening kit, small parts | 9.94
0020073270 | Support | 44.24
0020073271 | Tube, with drain cock | 115.35
0020073272 | Expansion vessel | 480.38
0020073275 | Support | 44.24
0020073276 | Tube, with drain cock | 122.13
0020073277 | Expansion vessel | 449.17
0020073278 | Pressure relief valve, 5 bar | 18.18
0020073576 | Support | 1.9
0020073608 | Door | 130.27
0020073609 | Catch | 12.21
0020073610 | SD Brand name (x5) | 86.85
0020073611 | Strain relief (x5) | 3.87
0020073612 | Strain relief (x5) | 7.63
0020073613 | Switch reset | 1.9
0020073614 | Motor | 50.48
0020073615 | Valves | 115.35
0020073618 | Slide valve | 59.44
0020073620 | Valves | 268.69
0020073621 | Valves | 175.05
0020073624 | Flow control device | 115.35
0020073625 | Valves | 50.48
0020073626 | Non-return valve | 11.47
0020073627 | Mixing valve | 82.78
0020073628 | Motor | 392.17
0020073629 | Automatic de-aerator | 64.32
0020073632 | Pump | 238.83
0020073633 | Pump | 283.61
0020073634 | Tap (x2) | 69.21
0020073635 | Tap | 77.35
0020073636 | Tap | 55.09
0020073638 | Sensor (outdoor) | 50.48
0020073639 | Temperature limiter | 122.13
0020073640 | Sensor | 13.71
0020073641 | Electronics, Base radio E7z | 130.27
0020073642 | Electronics | 268.69
0020073643 | Electronics | 325.68
0020073700 | Support | 3.05
0020073764 | Pump (25-40-180) | 449.17
0020073765 | Cable 2 m (incl. plug) | 31.75
0020073766 | Insulation cover (incl. design panel) | 101.78
0020073767 | Top cover (filter) | 122.13
0020073768 | Lower cover (filter) | 137.06
0020073769 | Gasket kit (4 parts) | 31.75
0020073770 | Hose, 1.5 m (kit of 5) | 59.44
0020073792 | Heat exchanger dhw | 108.56
0020073793 | Heat exchanger dhw kit | 188.62
0020073794 | Heat exchanger dhw (12 plates) | 130.27
0020073795 | Heat exchanger dhw (12 plates) | 108.56
0020073796 | Sensor flue gas | 35.42
0020073797 | Fan | 188.62
0020073798 | Fan | 108.56
0020073799 | Diverter valve | 122.13
0020073800 | Fan | 77.35
0020073826 | Pipe (Pressure relief valve) | 16.69
0020073827 | Pipe, gas | 19.54
0020073830 | Front panel | 122.13
0020073831 | Flow switch | 115.35
0020073832 | Solenoid valve | 130.27
0020073833 | Outlet Tube | 10.72
0020073834 | Inlet DHW Tube | 9.94
0020073835 | Outlet DHW Tube | 18.18
0020073836 | Inlet DCW Tube, bottom | 9.94
0020073837 | Inlet DCW Tube, top | 15.33
0020073838 | Terminal strip, with cable | 8.41
0020073839 | Front panel | 145.2
0020073866 | Flow switch with harness | 130.27
0020073867 | Valve, solenoid valve | 130.27
0020073868 | Tube, outlet | 11.47
0020073869 | Tube, inlet DHW | 10.72
0020073870 | Tube outlet DHW | 18.18
0020073871 | Tube inlet DCW, bottom | 9.94
0020073872 | Tube inlet DCW, top | 16.69
0020073873 | H/E Support | 7.63
0020073874 | Heat exchanger dhw. | 175.05
0020073875 | Clip, (x5) | 3.87
0020073876 | Isolation tap | 13.71
0020073877 | Screw, (x10) | 3.87
0020073878 | Gasket, G 3/4, (x10) | 2.31
0020073879 | Gasket, 1/2G, (x10) | 5.36
0020073880 | Plug | 9.16
0020074003 | Tube | 19.54
0020074005 | Tube | 26.19
0020074006 | Tube | 23.2
0020074029 | Tube, 3W-HF | 160.13
0020074031 | Front panel | 283.61
0020074032 | Side panel (left) | 175.05
0020074033 | Wiring harness, User Interface | 13.71
0020074035 | Printed circuit board ICL 400V | 283.61
0020074036 | Valve | 137.06
0020074037 | Motor, actuator | 101.78
0020074038 | Expansion vessel | 59.44
0020074039 | Side panel (right) | 175.05
0020074040 | Cover | 122.13
0020074041 | Cover (rear, top) | 55.09
0020074042 | Side panel (right) | 283.61
0020074043 | Side panel (left) | 283.61
0020074044 | Front panel ( top) | 283.61
0020074045 | Cover (ahead) | 86.85
0020074046 | Cover (behind) | 50.48
0020074048 | Front panel (below) | 253.76
0020074049 | Heat exchanger, backup heater | 325.68
0020074050 | Ring handle (PK2) | 4.58
0020074051 | Sensor, temperature | 14.52
0020074052 | Label, AWB logo | 11.47
0020074053 | Sealing ring 1 1/2 (PK4) | 5.36
0020074054 | Screw connection | 18.18
0020074056 | Fastening kit, (x10) | 9.16
0020074057 | Pressure relief valve | 16.69
0020074058 | Nipple | 23.2
0020074065 | Sealing ring 1 1/4 (PK3) | 3.87
0020074078 | Compressor (Scroll) 6 kW | 2220.05
0020074079 | Compressor (Scroll) 8 kW | 2464.31
0020074080 | Compressor (Scroll) 10 kW | 2693.65
0020074081 | Compressor (Scroll) 14 kW | 3309.72
0020074082 | Compressor (Scroll) 17 kW | 3753.46
0020074083 | Condenser 6 kW | 1450.63
0020074084 | Condenser 8 kW | 1527.98
0020074085 | Condenser 10 kW | 1527.98
0020074086 | Condenser 14 kW | 2077.57
0020074087 | Condenser 17 kW | 2378.82
0020074088 | Evaporator 6 kW | 1260.65
0020074089 | Evaporator 8 kW | 1677.25
0020074090 | Evaporator 10 kW | 1891.66
0020074091 | Evaporator 14 kW | 2306.9
0020074092 | Evaporator 17 kW | 2636.65
0020074093 | Expansion valve 6 kW | 137.06
0020074094 | Expansion valve thermostatic 8 kW | 137.06
0020074095 | Expansion valve thermostatic 10-14 kW | 137.06
0020074096 | Expansion valve thermostatic 17 kW | 137.06
0020074097 | Filter-dryer 6-10 kW | 35.42
0020074098 | Filter-dryer 14-17 kW | 44.24
0020074099 | Switch high pressure | 55.09
0020074100 | Sensor high pressure | 122.13
0020074101 | Switch low pressure | 55.09
0020074102 | Low pressure sensor | 122.13
0020074103 | Heat exchanger (superheater) 14-17kW | 130.27
0020074104 | Cable tree (harness), compr. 6-10kW | 26.19
0020074106 | Cable tree (harness), compr. 14-17kW | 26.19
0020074107 | Compressor hood 6-10 kW | 175.05
0020074108 | Compressor hood 14-17 kW | 223.91
0020074109 | Heat exchanger (superheater) 6-10 kW | 130.27
0020074110 | Valve, Schrader | 6.89
0020074111 | Relay, A12 ZH30 | 59.44
0020074112 | Thermostat(back-up heater) | 50.48
0020074114 | Gasket, composite 1 1/2, (x5) | 50.48
0020074115 | Gasket, composite 1 1/2, (x5) | 38.54
0020074117 | Terminal strip | 47.22
0020074121 | Elbow, 90Gr, brine circuit (PK2) | 77.35
0020074122 | Elbow, 90Gr, brine circuit, (kit of 2) | 90.92
0020074123 | Tube, evap.-pump | 122.13
0020074124 | Sealing ring, ring, 44x38x2, (x5) | 15.33
0020074126 | Casing | 325.68
0020074127 | Tube, BUH-out | 202.19
0020074128 | Wiring harness, 3WV | 16.69
0020074214 | Ignition electrode | 19.54
0020074215 | Ignition electrode | 13.71
0020074216 | Spark ignition | 47.22
0020074218 | Gasket burner | 19.54
0020074219 | Fan | 268.69
0020074220 | Venturi | 108.56
0020074224 | Washer heat exchanger | 26.19
0020074226 | Sensor | 29.04
0020074228 | Automatic de-aerator | 50.48
0020074235 | Plastic control box | 238.83
0020074236 | Printed circuit | 297.18
0020074241 | Expansion vessel 5L | 86.85
0020074243 | Automatic de-aerator | 64.32
0020074244 | Hydraulic separator | 90.92
0020074245 | Heating valve 3bar | 31.75
0020074246 | Hydraulic block | 82.78
0020074248 | D.H.W valve 8bar | 12.21
0020074249 | DHW. connection | 44.24
0020074255 | Flange joint | 8.41
0020074848 | Tube | 50.48
0020074850 | Wiring harness | 12.21
0020074960 | TUBE DHW-inlet | 44.24
0020074961 | TUBE DHW-outlet | 29.04
0020074963 | Buttons grey, kit of 3 | 10.48
0020074965 | Connection kit | 41.25
0020074966 | Connection kit | 41.25
0020074967 | Connection kit | 38.54
0020074968 | Connection kit | 38.54
0020074979 | Fittings Kit | 86.85
0020074980 | Fittings Kit | 122.13
0020075001 | Front panel | 360.96
0020075002 | Side panel | 223.91
0020075003 | Front panel, with frame | 253.76
0020075005 | Throttle | 3.87
0020075006 | Drain piece | 18.18
0020075007 | Tube | 35.42
0020075008 | Tube | 38.54
0020075009 | Tube | 55.09
0020075010 | Tube | 59.44
0020075011 | Tube | 77.35
0020075012 | Filter, with T-piece | 223.91
0020075013 | Sieve, with catch | 47.22
0020075014 | Tube | 77.35
0020075015 | Lower part, Thermostatvalve | 325.68
0020075016 | Heat exchanger DHW | 763.99
0020075017 | Tube | 29.04
0020075018 | Control lead | 47.22
0020075019 | T-piece | 55.09
0020075020 | Tube | 35.42
0020075021 | Tube | 77.35
0020075022 | Expansion vessel | 59.44
0020075023 | Valve, Insert | 41.25
0020075024 | Valve | 108.56
0020075025 | T-piece | 21.44
0020075027 | T-piece with tubes | 122.13
0020075028 | Catch | 4.58
0020075029 | Catch | 6.89
0020075030 | Tube | 12.21
0020075031 | Valve, Insert | 175.05
0020075032 | Insulation | 160.13
0020075033 | Tap | 29.04
0020075034 | Support | 29.04
0020075035 | Support | 29.04
0020075387 | Tube | 9.94
0020075388 | Tube | 9.16
0020075391 | Double sensing point | 8.41
0020075412 | Plug (ignition) | 7.58
0020075428 | Flow limiter, 8 L | 4.58
0020075429 | Limiter 12L | 5.36
0020075441 | DISCHARGE SENSOR | 82.78
0020075442 | Non return valve | 13.71
0020075532 | Bypass pipe seal | 7.63
0020075545 | Burner 80kW | 544.16
0020075546 | Burner 120kW | 650
0020075547 | Burner 160kW | 724.64
0020075548 | Burner 200kW | 841.34
0020075549 | Burner 240kW | 993.32
0020075550 | Burner 280kW | 1110.03
0020075551 | Gasket kit, burner 80..280 kW | 82.78
0020075552 | Adapter, fan 80/120kW | 137.06
0020075554 | Fan 80/120kW | 1031.32
0020075555 | Fan 160-280kW | 1222.66
0020075556 | O-ring, gas section, (x10) | 15.33
0020075557 | Gas section 80/120kW | 803.34
0020075558 | Gas section 160kW | 803.34
0020075559 | Gas section 200-280kW | 803.34
0020075560 | Injector, venturi 80/120kW | 253.76
0020075561 | Injector, venturi 160kW | 253.76
0020075562 | Injector, venturi 200/240kW | 253.76
0020075563 | Injector, venturi 280kW | 283.61
0020075564 | Tube/silencer, supply air 80-240kW | 419.31
0020075565 | Tube, supply air 280kW | 94.99
0020075566 | Pressure switch, supply air | 77.35
0020075567 | Pressure switch, flue gas | 77.35
0020075568 | Hose (supply air, long) | 5.36
0020075569 | Hose (supply air box) | 9.94
0020075570 | Adapter, supply air | 12.21
0020075571 | Hose (gas, long) | 10.72
0020075572 | Hose (pressure switch, flue gas) | 5.36
0020075573 | Sensing point, flue pressure | 19.54
0020075574 | Insulation 80kW | 188.62
0020075575 | Insulation 120kW | 202.19
0020075576 | Insulation 160kW | 297.18
0020075577 | Insulation 200kW | 238.83
0020075578 | Insulation 240kW | 223.91
0020075579 | Insulation 280kW | 253.76
0020075580 | Boiler section 80kW | 3502.42
0020075581 | Boiler section 120kW | 4057.43
0020075582 | Boiler section 160kW | 4877.06
0020075583 | Boiler section 200kW | 5902.95
0020075584 | Boiler section 240kW | 6581.45
0020075585 | Boiler section 280kW | 7259.95
0020075586 | Cover, inspection opening heat exchanger | 101.78
0020075587 | Sealing ring, flow/return, 2 of each | 9.16
0020075588 | Cover, inspection opening tray | 23.2
0020075589 | Gasket, tray-flue pipe D=150 | 11.47
0020075590 | Gasket, tray-flue pipe D=200 | 19.54
0020075591 | Siphon | 9.16
0020075592 | Hose (Condensate trap) | 6.89
0020075594 | Damper/silencer, flue gas 200-240 kW | 360.96
0020075596 | Flue duct/adaptor (condensate trap) | 223.91
0020075597 | Casing (filter supply air) | 253.76
0020075598 | Gasket (seal, housing, filter) | 9.16
0020075599 | Air inlet duct | 94.99
0020075600 | Casing front, 80-280 kW | 572.65
0020075601 | Casing front, 80-280 kW | 607.94
0020075602 | Side panel, 80-160 kW | 283.61
0020075603 | Side panel, 200-280 kW | 297.18
0020075604 | Cover, 80-160 kW | 223.91
0020075605 | Cover, 200-280 kW | 238.83
0020075606 | Cover, 80-160 kW | 153.34
0020075607 | Cover, 200-280 kW | 153.34
0020075629 | Burner 120kW | 650
0020075630 | Burner 160kW | 724.64
0020075631 | Burner 200kW | 841.34
0020075632 | Burner 240kW | 993.32
0020075633 | Burner 280kW | 1110.03
0020075634 | Gasket kit, burner 80..280 kW | 77.35
0020075635 | Adapter, fan 80/120kW | 137.06
0020075637 | Fan 80/120kW | 1031.32
0020075638 | Fan 160-280kW | 1222.66
0020075639 | O-ring, gas section, (x10) | 15.33
0020075640 | Gas section 80/120kW | 917.33
0020075641 | Gas section 160kW | 917.33
0020075642 | Gas section 200-280kW | 956.69
0020075643 | Injector, venturi 80/120kW | 253.76
0020075644 | Injector, venturi 160kW | 268.69
0020075645 | Injector, venturi 200/240kW | 268.69
0020075646 | Injector, venturi 280kW | 283.61
0020075647 | Tube/silencer, supply air 80-240kW | 419.31
0020075648 | Tube, supply air 280kW | 94.99
0020075649 | Pressure switch, supply air | 77.35
0020075650 | Pressure switch, flue gas | 77.35
0020075651 | Hose (supply air, long) | 4.58
0020075652 | Hose (supply air box) | 9.94
0020075653 | Adapter, supply air | 12.21
0020075654 | Hose (gas, long) | 10.72
0020075655 | Hose (pressure switch, flue gas) | 5.36
0020075656 | Sensing point, flue pressure | 31.75
0020075658 | Insulation 120kW | 202.19
0020075659 | Insulation 160kW | 223.91
0020075660 | Insulation 200kW | 238.83
0020075661 | Insulation 240kW | 223.91
0020075662 | Insulation 280kW | 253.76
0020075664 | Boiler section 120kW | 4478.1
0020075665 | Boiler section 160kW | 5360.15
0020075666 | Boiler section 200kW | 6513.6
0020075667 | Boiler section 240kW | 7259.95
0020075668 | Boiler section 280kW | 8006.3
0020075669 | Cover, inspection opening heat exchanger | 101.78
0020075670 | Sealing ring, flow/return, 2 of each | 9.16
0020075671 | Cover, inspection opening tray | 29.04
0020075672 | Gasket, tray-flue pipe D=150 | 12.21
0020075673 | Gasket, tray-flue pipe D=200 | 19.54
0020075674 | Siphon | 9.16
0020075675 | Hose (Condensate trap) | 6.07
0020075676 | Support, NTC, Flow/Return, (x2) | 21.44
0020075678 | Damper/silencer, flue gas 200-240 kW | 360.96
0020075680 | Flue duct/adaptor (condensate trap) | 223.91
0020075681 | Casing (filter supply air) | 253.76
0020075682 | Gasket (seal, housing, filter) | 9.16
0020075683 | Air inlet duct | 94.99
0020075684 | Casing front, 80-280 kW | 572.65
0020075685 | Side panel, 80-160 kW | 283.61
0020075686 | Side panel, 200-280 kW | 297.18
0020075687 | Cover, 80-160 kW | 223.91
0020075688 | Cover, 200-280 kW | 238.83
0020075689 | Cover, 80-160 kW | 153.34
0020075690 | Cover, 200-280 kW | 153.34
0020075691 | Support, NTC, Flow/Return, (x2) | 18.18
0020075693 | Screw plug, (x5) | 15.33
0020075694 | Inspection glass | 26.19
0020075718 | Sensor (NTC) | 11.47
0020075719 | Temperature limiter | 26.19
0020075720 | Filter | 31.75
0020075721 | Sensor (NTC) | 11.47
0020075722 | Temperature limiter | 26.19
0020075723 | Cable tree (harness) | 86.85
0020075724 | Cable tree (harness fan) | 12.21
0020075726 | Cable tree (harness 1-10V) | 15.33
0020075727 | Cable tree (harness) | 86.85
0020075728 | Cable tree (harness fan) | 12.21
0020075731 | Casing front, 80-280 kW | 607.94
0020075732 | Gasket,inspection opening heat exchanger | 29.04
0020075733 | Gasket, inspection opening tray | 9.94
0020075734 | Gasket,inspection opening heat exchanger | 31.75
0020075735 | Gasket, inspection opening tray | 9.94
0020075736 | Gasket,inspection opening heat exchanger | 31.75
0020075737 | Gasket, inspection opening tray | 13.71
0020075738 | Gas connection | 11.47
0020076079 | GAS ARMATURE GROUP COMPLETELY LPG | 160.13
0020076080 | GAS ARMATURE GROUP COMPLETELY NG | 44.24
0020076094 | Gasket, silicon D60 | 5.36
0020076095 | Gasket, air in / out flange | 3.05
0020076098 | Plug | 1.9
0020076099 | Fan | 283.61
0020076103 | Sealing ring, electrode | 3.05
0020076104 | Electrode, ionisation | 16.69
0020076105 | Electrode, spark | 35.42
0020076109 | Control | 82.78
0020076110 | Flange, venturi | 26.19
0020076116 | Insulation, burner | 44.24
0020076117 | Gasket, burner | 4.58
0020076119 | Heat exchanger | 1450.63
0020076121 | Gasket, flue | 12.99
0020076122 | Support, flue gas connection | 188.62
0020076123 | Indicator light | 4.58
0020076126 | Filter | 6.07
0020076127 | Cover plate | 16.69
0020076129 | Label, user instruction label | 4.58
0020076130 | Tube, exchanger / group heating | 13.71
0020076139 | Fan, 24kw with venturi | 90.92
0020076140 | Fan, 30kw with venturi | 90.92
0020076141 | Pressure safeguard, 24kw | 94.99
0020076143 | Sensing tube | 9.16
0020076145 | Burner, 13 fins | 108.56
0020076146 | Heat exchanger, recuperator 24kW | 297.18
0020076147 | Electrode, ignition | 10.72
0020076148 | Siphon/trap | 41.25
0020076150 | Thermostat | 38.54
0020076151 | Wiring harness | 86.85
0020076152 | Indicator light | 18.18
0020076153 | Gasket | 3.05
0020076154 | Tube, gas valve | 12.21
0020076155 | Tube, exchanger outlet | 19.54
0020076158 | Tube, automatic air vent | 11.47
0020076161 | Flue gas cap | 108.56
0020076162 | Measuring orifice | 3.05
0020076167 | Tube, exchanger outlet 30kw | 18.18
0020076168 | Tube, exchanger inlet 30kw | 23.2
0020076169 | Spring, probe fixing | 1.9
0020076170 | Hose, silicon white Nr. 186 cod | 5.36
0020076171 | Hose, silicon red Nr. 1171 cod | 3.87
0020076173 | Gasket, neoprene | 2.31
0020076174 | Clip | 5.36
0020076175 | Tube, DHW / pump | 19.54
0020076176 | Casing, combustion chamber | 13.71
0020076177 | Manothermometer | 38.54
0020076178 | Plug | 1.9
0020076179 | Printed circuit board | 130.27
0020076284 | Valve, flow | 101.78
0020076285 | Valve, return | 122.13
0020076286 | Hose, connection hose | 94.99
0020076287 | Screw connection, (x4) | 35.42
0020076289 | Pipe, flow | 44.24
0020076290 | Support, with clips | 86.85
0020076293 | Compression ring, (x5) | 19.54
0020076294 | Gasket kit | 6.07
0020076295 | Sealing ring, (x10) | 19.54
0020076463 | Temperature limiter | 38.54
0020076464 | Sealing ring, (x10) | 3.87
0020076465 | Temperature limiter | 21.44
0020076588 | Printed circuit board (set) | 572.65
0020076589 | Printed circuit board (set) | 544.16
0020076590 | Printed circuit board (set) | 544.16
0020077060 | Plate (flue) | 6.07
0020077061 | Plate (flue) | 6.07
0020077181 | FAN MOTOR SUPPORT | 9.16
0020077192 | COIL | 360.96
0020077193 | PIPING | 160.13
0020077194 | CAPILLARY | 115.35
0020077195 | CAPILLARY | 1527.98
0020077196 | 4-WAYS VALVE COIL | 44.24
0020077197 | INVERTER MODULE | 283.61
0020077198 | INVERTER MODULE | 297.18
0020077347 | Solar Tube incl. heat deflector | 160.13
0020077348 | Clip | 38.54
0020077360 | Support | 29.04
0020077361 | Printed circuit board | 253.76
0020077362 | Printed circuit board | 238.83
0020077363 | Printed circuit board | 223.91
0020077364 | Printed circuit board | 283.61
0020077365 | Display, MMI drain back 2 V | 108.56
0020077366 | Display, MMI drain back 2 SD | 130.27
0020077367 | Cable, brown L= 230 mm | 1.9
0020077368 | Cable, blue L = 230 mm | 3.05
0020077369 | Cable, brown | 2.31
0020077371 | Cable, brown | 3.05
0020077718 | Drain piece | 23.2
0020077719 | Fan | 689.36
0020077720 | Flue duct | 108.56
0020077723 | Casing (control panel) | 69.21
0020077767 | RADIATOR | 35.42
0020077769 | COIL | 297.18
0020077770 | COIL | 325.68
0020077771 | CAPILLARY | 47.22
0020077772 | CAPILLARY | 44.24
0020077774 | Printed circuit board, inverter module | 115.35
0020077885 | Gas isolation valve | 31.75
0020077887 | Capacitor, plate capacitor | 283.61
0020077919 | O-ring, (x5) | 7.63
0020077924 | REAR COVER | 26.19
0020077925 | REAR COVER | 38.54
0020077926 | REAR COVER | 50.48
0020077934 | REAR COVER | 31.75
0020077935 | TANGENCIAL FAN | 26.19
0020077936 | COIL | 153.34
0020077937 | DRAIN PAN + LOUVERS | 35.42
0020077939 | INSTALLATION PLATE | 13.71
0020077940 | PCB SET | 115.35
0020077943 | AIR FILTER | 19.54
0020077944 | DEFLECTOR | 23.2
0020077945 | Remote control | 55.09
0020077946 | AIR SWING MOTOR | 35.42
0020077949 | FRONT COVER | 35.42
0020077950 | FRONT GRILLE | 38.54
0020077951 | TRANSFORMER | 26.19
0020077954 | FAN MOTOR SUPPORT | 15.33
0020077955 | Receiver | 31.75
0020077967 | Clip, (x10) | 15.33
0020077968 | COIL | 175.05
0020077969 | PCB SET | 130.27
0020077970 | Filter, cold catalyst | 21.44
0020077971 | Filter, biofilter | 23.2
0020077973 | REMOTE CONTROL | 64.32
0020077976 | RECEIVER | 47.22
0020078019 | Insulation | 19.54
0020078020 | Insulation | 19.54
0020078043 | FRONT PANEL | 64.32
0020078044 | TOP COVER | 64.32
0020078046 | LEFT PANEL | 64.32
0020078049 | FAN MOTOR SUPPORT | 50.48
0020078051 | PIPING | 223.91
0020078052 | CAPILLARY | 64.32
0020078054 | 4-WAYS VALVE COIL "A" | 64.32
0020078062 | Gasket | 2.31
0020078067 | REAR COVER | 26.19
0020078068 | REAR COVER | 41.25
0020078069 | Casing panels, front | 31.75
0020078070 | FRONT GRILLE | 50.48
0020078071 | COIL | 137.06
0020078072 | COIL | 175.05
0020078073 | COIL | 238.83
0020078074 | Shell, drain | 26.19
0020078075 | DRAIN PAN + LOUVERS | 50.48
0020078078 | INSTALLATION PLATE | 9.94
0020078079 | INSTALLATION PLATE | 19.54
0020078080 | Printed circuit board | 175.05
0020078081 | SENSOR | 26.19
0020078082 | SENSOR | 31.75
0020078083 | Filter, air | 13.71
0020078084 | AIR FILTER | 23.2
0020078086 | Motor, air swing | 15.33
0020078087 | Motor, fan | 55.09
0020078088 | MOTOR | 82.78
0020078089 | MOTOR | 101.78
0020078090 | FRONT COVER | 26.19
0020078091 | FRONT COVER | 44.24
0020078092 | TRANSFORMER | 35.42
0020078093 | Fan, tangential | 19.54
0020078094 | TANGENTIAL FAN | 31.75
0020078095 | TANGENTIAL FAN | 47.22
0020078096 | DRAIN TUBE | 11.47
0020078097 | REAR CORNER | 11.47
0020078099 | Guide plate (deflector) | 19.54
0020078100 | Guide plate (deflector) | 31.75
0020078129 | COIL | 108.56
0020078171 | FRONT PANEL | 23.2
0020078172 | FRONT PANEL | 26.19
0020078173 | TOP COVER | 26.19
0020078174 | TOP COVER | 50.48
0020078175 | LEFT PANEL | 26.19
0020078176 | LEFT PANEL | 50.48
0020078177 | RIGHT SIDE PANEL | 26.19
0020078178 | RIGHT SIDE PANEL | 50.48
0020078181 | RIGHT HANDLE | 108.56
0020078186 | UNIT'S BASE | 35.42
0020078191 | COMPRESSOR | 360.96
0020078192 | COMPRESSOR | 360.96
0020078193 | COMPRESSOR | 449.17
0020078194 | COIL | 223.91
0020078195 | COIL | 449.17
0020078196 | CAPILLARY | 64.32
0020078197 | CAPILLARY | 94.99
0020078198 | CAPILLARY | 115.35
0020078199 | LIQUID SERVICE VALVE | 26.19
0020078200 | GAS SERVICE VALVE | 26.19
0020078201 | TOP COVER | 23.2
0020078202 | RIGHT SIDE PANEL | 23.2
0020078205 | COMPRESSOR | 283.61
0020078206 | Capillary tubing | 86.85
0020078255 | PIPING | 94.99
0020078256 | PIPING | 108.56
0020078257 | PIPING | 160.13
0020078258 | PIPING | 188.62
0020078259 | Heat exchanger dhw | 122.13
0020078436 | Fan shaft bearing | 7.63
0020078438 | Heat exchanger, coil | 115.35
0020078439 | Heat exchanger (coil) | 153.34
0020078440 | COIL | 153.34
0020078441 | Condensate drain, with lamellas | 26.19
0020078446 | Filter, air | 19.54
0020078450 | Filter, air, right | 21.44
0020078451 | Remote control | 115.35
0020078452 | Motor, fan | 64.32
0020078453 | Panel, front | 35.42
0020078455 | Grille, front | 35.42
0020078457 | Fan, tangential | 26.19
0020078459 | Support, fan motor | 14.52
0020078461 | Receiver | 35.42
0020078466 | PCB, main | 115.35
0020078492 | Pump | 183.1
0020078577 | Cover, valve | 26.19
0020078580 | TERMINAL BLOCK | 5.36
0020078582 | Compressor | 253.76
0020078590 | Cover, valve | 31.75
0020078625 | Gasket kit | 4.58
0020078632 | Pressure relief valve, 3 bar | 11.47
0020078638 | Aerial, GSM vrnetDIALOG | 90.92
0020078729 | Drain cock | 12.99
0020078732 | Connection | 21.44
0020078733 | Pipe | 23.2
0020078846 | Filter, air | 19.54
0020078848 | Receiver | 35.42
0020078850 | Printed circuit board | 115.35
0020078902 | Injector | 4.58
0020078903 | Injector | 4.58
0020078904 | Gasket | 29.04
0020078905 | Valve | 35.42
0020078906 | Insulation | 21.44
0020078907 | Insulation | 23.2
0020078908 | Insulation | 35.42
0020078909 | Insulation | 44.24
0020078910 | Anode, G1, L=642 | 42.25
0020078912 | Thermometer | 77.35
0020078913 | Thermocouple | 31.75
0020078914 | Bush | 2.31
0020078915 | Wiring harness | 12.21
0020078920 | FAN SUPPORT | 35.42
0020078957 | Motor, air swing | 19.54
0020078958 | Support, remote control | 11.47
0020079370 | Injector, burner, 2.3mm, (kit of 23) | 23.2
0020079391 | Plate | 23.2
0020079392 | Printed circuit board | 202.19
0020079394 | Display | 137.06
0020079395 | Siphon/trap | 19.54
0020079396 | Connection | 6.07
0020079397 | Heat exchanger (45kW) | 763.99
0020079398 | Elbow | 69.21
0020079399 | Fan | 449.17
0020079400 | Adapter | 21.44
0020079401 | Heat exchanger (65kW) | 1833.31
0020079402 | Front panel | 223.91
0020079403 | Tube | 77.35
0020079404 | Tube | 55.09
0020079405 | Tube | 47.22
0020079406 | Tube | 47.22
0020079407 | Tube | 35.42
0020079408 | Tube | 69.21
0020079409 | Tube | 26.19
0020079410 | Control lead , recirculation | 14.52
0020079411 | Control lead, flow | 14.52
0020079412 | Company plaque Hermann | 9.94
0020079413 | Burner | 50.48
0020079415 | Automatic de-aerator | 15.33
0020079416 | Flue duct | 86.85
0020079417 | Strain relief, kit | 3.87
0020079418 | Screw connection | 18.18
0020079419 | Support | 1.15
0020079420 | Support ( for fresh-air tube) | 6.07
0020079421 | Connection | 3.87
0020079422 | Burner cover | 94.99
0020079423 | Screw connection | 6.07
0020079424 | Screw connection | 9.16
0020079425 | Electrode (ignition electrode) | 12.99
0020079426 | Connection | 9.94
0020079427 | Connection | 15.33
0020079428 | Screw, (x4) | 3.87
0020079429 | Screw, (x10) | 3.87
0020079430 | Screw, (x10) | 3.87
0020079431 | Support | 5.36
0020079432 | Console | 12.21
0020079433 | Nut, EN 1661, (x10) | 2.31
0020079436 | Screw, (x10) | 1.53
0020079437 | Screw, M6x28,5, (x10) | 2.31
0020079438 | Tube | 55.09
0020079439 | Screw, M5x12, (x10) | 2.31
0020079440 | Tube (fresh air) | 29.04
0020079441 | Cap, (x5) | 8.41
0020079442 | Clip | 1.53
0020079443 | Clip, (x10) | 7.63
0020079444 | Pump | 360.96
0020079446 | Burner | 86.85
0020079447 | Flange | 419.31
0020079448 | Gasket | 7.63
0020079449 | Elbow | 130.27
0020079450 | Tube (fresh air) | 26.19
0020079451 | Support | 5.36
0020079452 | Insulation | 12.99
0020079453 | Siphon/trap | 11.47
0020079454 | Cap | 41.25
0020079455 | Hose | 3.05
0020079456 | Bush, (kit of 2) | 26.19
0020079457 | O-ring, (x10) | 4.58
0020079458 | Support | 44.24
0020079459 | Gasket | 12.21
0020079460 | Adapter 80/125 | 101.78
0020079461 | Pump | 360.96
0020079462 | Gas section | 160.13
0020079463 | Support | 2.68
0020079465 | Fan | 392.17
0020079466 | Cable (ignition cable) | 13.71
0020079467 | Cable bushing | 1.15
0020079471 | Clip, (x10) | 8.41
0020079472 | Screw, ISO 7049, (x10) | 1.15
0020079473 | Cap | 29.04
0020079474 | Shim, (x10) | 1.53
0020079475 | Screw, (x10) | 1.53
0020079476 | Adapter | 4.58
0020079477 | Sealing ring, (x10) | 19.54
0020079478 | Sealing ring, (x10) | 5.36
0020079479 | Gasket kit | 4.58
0020079480 | Gasket kit | 15.33
0020079481 | Sealing ring, (x10) | 2.31
0020079482 | O-ring, (x10) | 1.53
0020079483 | O-ring, (x10) | 3.87
0020079484 | O-ring, (x10) | 6.07
0020079485 | Gasket (Flue duct) | 13.71
0020079486 | O-ring, (x10) | 6.07
0020079487 | O-ring, (x10) | 2.31
0020079488 | O-ring, (x10) | 3.05
0020079489 | Screw connection | 18.18
0020079491 | Support | 3.05
0020079492 | Wiring harness | 23.2
0020079493 | Flow switch | 94.99
0020079494 | Wiring harness | 5.36
0020079496 | Casing | 38.54
0020079497 | Connection | 59.44
0020079498 | Tube | 9.94
0020079499 | Wiring harness | 44.24
0020079501 | Adapter | 137.06
0020079502 | Filter | 19.54
0020079503 | O-ring, (x10) | 9.94
0020079504 | Sensor (Vortex) | 101.78
0020079505 | O-ring, (x10) | 4.58
0020079506 | Screw connection | 19.54
0020079507 | Connection | 59.44
0020079508 | Connection | 77.35
0020079509 | Adapter (gas connection) | 11.47
0020079510 | Tube (gas) | 137.06
0020079511 | Wiring harness | 44.24
0020079512 | Wiring harness | 26.19
0020079513 | Buttons, kit of 3 | 4.58
0020079514 | Connection (angle) | 31.75
0020079515 | Connection | 59.44
0020079516 | Support | 5.36
0020079517 | Strap, (kit of 2) | 1.9
0020079518 | Gasket kit (burner flange) | 18.18
0020079519 | Gasket | 6.89
0020079520 | Label ThermoGrand Thesi R CONDENSING | 18.18
0020079521 | Plug (ignition) | 5.36
0020079523 | Display | 137.06
0020079524 | Siphon/trap | 19.54
0020079525 | Connection | 4.58
0020079526 | Heat exchanger (45kW) | 763.99
0020079527 | Elbow | 69.21
0020079528 | Company plaque AWB | 11.47
0020079529 | Fan | 449.17
0020079530 | Adapter | 21.44
0020079531 | Heat exchanger (65kW) | 1819.74
0020079532 | Front panel | 223.91
0020079533 | Tube | 77.35
0020079534 | Tube | 55.09
0020079535 | Tube | 47.22
0020079536 | Tube | 47.22
0020079537 | Tube | 35.42
0020079538 | Tube | 69.21
0020079539 | Tube | 26.19
0020079540 | Control lead , recirculation | 14.52
0020079541 | Control lead, flow | 14.52
0020079542 | Plug (Igniter) | 6.89
0020079543 | Burner | 44.24
0020079545 | Automatic de-aerator | 15.33
0020079546 | Flue duct | 86.85
0020079547 | Strain relief, Kit | 3.87
0020079548 | Screw connection | 19.54
0020079549 | Support | 1.15
0020079550 | Support ( for fresh-air tube) | 6.89
0020079551 | Connection | 3.87
0020079552 | Burner flange | 94.99
0020079553 | Screw connection (cable bushing) | 7.63
0020079554 | Screw connection (cable bushing) | 9.16
0020079556 | Nipple | 9.94
0020079557 | Nipple | 15.33
0020079558 | Screw (PK4) | 3.87
0020079559 | Screw, (x10) | 3.05
0020079560 | Screw, (x10) | 2.68
0020079561 | Support | 5.36
0020079562 | Console | 12.21
0020079563 | Nut, EN 1661, (x10) | 1.9
0020079566 | Screw, (x10) | 1.9
0020079567 | Screw, M6x28,5, (x10) | 2.31
0020079568 | Tube gas | 55.09
0020079569 | Screw, M5x12, (x10) | 2.31
0020079570 | Tube (fresh air) | 29.04
0020079571 | Cap, (x5) | 8.41
0020079572 | Support | 1.53
0020079573 | Clip, (x10) | 5.36
0020079574 | Pump | 360.96
0020079576 | Burner | 94.99
0020079577 | Flange | 650
0020079578 | Gasket | 7.63
0020079579 | Elbow | 130.27
0020079580 | Tube (fresh air) | 26.19
0020079581 | Support | 5.36
0020079582 | Insulation | 26.19
0020079583 | Siphon/trap | 11.47
0020079584 | Cap | 38.54
0020079585 | Hose | 2.31
0020079586 | Bush (PK2) | 26.19
0020079587 | O-ring, (x10) | 4.58
0020079588 | Support | 44.24
0020079589 | Gasket | 11.47
0020079591 | Pump | 360.96
0020079592 | Gas section | 160.13
0020079593 | Support | 2.68
0020079594 | Adapter 80/125 | 23.2
0020079595 | Fan | 392.17
0020079596 | Cable (ignition cable) | 18.18
0020079597 | Cable bushing | 1.15
0020079601 | Clip, (x10) | 8.41
0020079602 | Screw, ISO 7049, (x10) | 1.53
0020079603 | Fuse, 2,0 A T2H, (x10) | 4.58
0020079604 | Shim, (x10) | 1.9
0020079605 | Screw, (x10) | 1.53
0020079606 | Adapter | 3.05
0020079607 | Sealing ring, (x10) | 19.54
0020079608 | Gasket kit | 6.07
0020079609 | Gasket kit | 15.33
0020079610 | O-ring, (x10) | 1.53
0020079611 | O-ring, (x10) | 3.05
0020079612 | O-ring, (x10) | 4.58
0020079613 | Gasket | 9.16
0020079614 | O-ring, (x10) | 4.58
0020079615 | O-ring, (x10) | 2.31
0020079617 | Screw connection | 15.33
0020079618 | Cover (80/80 Adapter) | 47.22
0020079619 | Support | 3.05
0020079620 | Wiring harness | 23.2
0020079621 | Flow switch | 94.99
0020079622 | Wiring harness | 5.36
0020079624 | Casing | 38.54
0020079625 | Connection | 59.44
0020079626 | Tube | 9.94
0020079627 | Wiring harness | 47.22
0020079629 | Adapter | 160.13
0020079630 | Filter | 19.54
0020079631 | O-ring, (x10) | 9.16
0020079632 | Sensor (Vortex) | 101.78
0020079633 | O-ring, (x10) | 3.05
0020079634 | Screw connection | 18.18
0020079635 | Connection | 59.44
0020079636 | Connection | 77.35
0020079637 | Adapter (gas connection) | 10.72
0020079638 | Tube (gas) | 137.06
0020079639 | Wiring harness | 50.48
0020079640 | Wiring harness | 26.19
0020079641 | Buttons, kit of 3 | 5.36
0020079642 | Connection (angle) | 31.75
0020079643 | Connection | 59.44
0020079644 | Sensor | 14.52
0020079645 | Support | 3.87
0020079646 | Strap, kit of 2 | 1.9
0020079647 | Gasket | 6.07
0020079648 | Conversion set E =>PB | 3.05
0020079649 | Conversion set E =>PB | 2.68
0020079650 | Adapter 80/80 | 86.85
0020079660 | Plug (big) | 1.53
0020079661 | Plug (small) | 1.53
0020079662 | Measuring orifice (Display) | 13.71
0020079663 | O-ring, (x10) | 3.05
0020079664 | Plug (big) | 1.9
0020079665 | Plug (small) | 1.15
0020079666 | Measuring orifice (Display) | 13.71
0020079668 | Gasket | 1.53
0020079669 | O-ring, (x5) | 5.36
0020079857 | O-ring, (x10) | 3.05
0020079859 | O-ring, (x5) | 6.07
0020079861 | Condensate drain, Bush | 41.25
0020079862 | Bush, condensate drain | 41.25
0020079863 | Condensate drain, Bush | 41.25
0020079930 | Conversion set PB => E | 2.68
0020079940 | Conversion set PB => E | 3.05
0020079987 | FRONT GRILLE | 5.36
0020080080 | Receiver | 35.42
0020080101 | Casing (control panel) | 47.22
0020080102 | Fuse, T4H, (x10) | 4.58
0020080103 | Label 'ThermoSystem' | 6.89
0020080104 | Label 'ThermoSystem CONDENS' | 6.89
0020080105 | Tube (Service kit F75) | 130.27
0020080108 | Cable tree (harness ignition) | 23.2
0020080109 | Tube (Service kit F75) | 77.35
0020080110 | Label 'ThermoSystem' | 7.63
0020080111 | Label 'MAXI' | 6.07
0020080116 | Cable tree (harness ignition) | 23.2
0020080119 | Cable tree (harness ignition) | 23.2
0020080202 | LIQUID SERVICE VALVE A/B | 86.85
0020080204 | Pitot tubes (venturie) with caps | 15.33
0020080265 | Cable motor | 18.18
0020080268 | Printed circuit board | 94.99
0020080269 | FRONT COVER | 26.19
0020080271 | FRONT GRILLE | 23.2
0020080272 | GRILLE LOCK 3451834 | 3.87
0020080273 | REAR GRILLE | 23.2
0020080275 | RIGHT SIDE PANEL | 23.2
0020080276 | FRONT PANEL | 26.19
0020080280 | UNIT'S BASE | 44.24
0020080281 | FRONT PANEL | 38.54
0020080283 | GRILLE LOCK 3451834 | 7.63
0020080284 | RIGHT SIDE PANEL | 38.54
0020080286 | COOLING PIPES CONNECTION SUPPORT | 44.24
0020080287 | FRONT GRILLE | 55.09
0020080288 | FRONT PANEL | 55.09
0020080289 | RIGHT SIDE PANEL | 55.09
0020080290 | REAR GRILLE | 55.09
0020080291 | LEFT PANEL | 55.09
0020080292 | TOP COVER | 55.09
0020080471 | Printed circuit board (set) | 544.16
0020080472 | Printed circuit board (set) | 514.3
0020080622 | Condensate cap | 0.81
0020080623 | Adapter 80/125 | 15.33
0020080625 | Pad (PK2) | 11.47
0020080626 | Hose 900 mm | 26.19
0020080627 | Hose 750 mm | 23.2
0020080628 | Double sensing point R 3/4 | 6.89
0020080629 | T-piece G 3/4 | 9.16
0020080630 | Expansion vessel 4 l | 153.34
0020080750 | Gas section | 82.78
0020080751 | Gas section | 160.13
0020080756 | Printed circuit board | 94.99
0020080757 | Printed circuit board | 108.56
0020080758 | Printed circuit board | 153.34
0020080759 | Sensor | 13.71
0020080761 | Motor, air swing | 29.04
0020080940 | Cable, blue | 3.05
0020080943 | Display | 122.13
0020080944 | Printed circuit board | 175.05
0020080945 | Printed circuit board | 238.83
0020080946 | Control | 55.09
0020080947 | Control | 69.21
0020080949 | Collector VFK 900 | 1591.76
0020080950 | Collector VFK 900 S | 1527.98
0020080951 | Collector VFK 990/1 | 1720.68
0020080952 | Collector VFK 890 | 1560.55
0020080953 | Collector VFK 900, black | 1633.83
0020080954 | Collector VFK 990/1, black | 1761.39
0020081045 | Gasket | 19.54
0020081046 | Sensor | 47.22
0020081047 | EMC-filter | 223.91
0020081048 | Motor protection switch | 419.31
0020081049 | Shrinking hose | 122.13
0020081178 | Tube | 12.21
0020081179 | Tube | 11.47
0020081321 | Tube, IN-MIX | 130.27
0020081322 | Condensate drain, shell | 31.75
0020081323 | Condensate drain, shell | 31.75
0020081324 | Wiring harness, actuator cooling | 26.19
0020081328 | Tube, evap.-pump | 94.99
0020081329 | Tube, MIX-CHEX | 101.78
0020081330 | Tube, CHEX-T B | 21.44
0020081331 | Tube, Tube,MIX-evap. | 38.54
0020081332 | Tube, pump-condenser | 115.35
0020081333 | Tube, pump-condenser | 101.78
0020081334 | Tube, pump-condenser | 77.35
0020081335 | Tube, T-CHEX | 12.21
0020081336 | Tube, CHEX-3W | 108.56
0020081337 | Tube, Adaptor BUH | 8.41
0020081338 | Heat exchanger, kit | 137.06
0020081339 | Insulation, heat exchanger, set | 21.44
0020081340 | Motor, actuator cooling | 188.62
0020081343 | Phial pocket | 26.19
0020081344 | Cover | 188.62
0020081345 | Cover | 223.91
0020081346 | Cover | 297.18
0020081347 | Flange | 69.21
0020081349 | Screw, M8x30, (x10) | 15.33
0020081350 | Gasket flange | 35.42
0020081351 | Cover flange, kit | 153.34
0020081353 | Cover | 115.35
0020081354 | Cover | 137.06
0020081355 | Cover | 188.62
0020081356 | Cover | 188.62
0020081358 | Side panel (right) | 297.18
0020081359 | Side panel (left) | 297.18
0020081360 | Front panel (below) | 253.76
0020081361 | Front panel (top) | 188.62
0020081362 | Cover (ahead) | 59.44
0020081363 | Cover (behind) | 69.21
0020081364 | Screw, M6x20 ISO 14583, (x10) | 4.58
0020081367 | Printed circuit board, outdoor unit | 223.91
0020081402 | Sensor | 6.89
0020081443 | Tube | 6.89
0020081472 | Gas connection tube | 9.16
0020081567 | Condensate trap | 15.33
0020081590 | Gasket fan | 8.41
0020081617 | Collector HR 2.02 | 2062.64
0020081618 | Collector SR 2.02, black | 2073.5
0020081620 | Collector HR 2.02 4V | 2023.29
0020081628 | Screw connection (equipment pack) | 38.54
0020081636 | O-ring, (x10) | 26.19
0020081858 | Pressure relief valve | 19.54
0020081859 | Pump | 360.96
0020081860 | Pump (Booster) | 130.27
0020081861 | Tube | 31.75
0020081863 | Casing | 77.35
0020081864 | Cover | 101.78
0020081865 | Cover | 101.78
0020081867 | Cover | 130.27
0020082188 | Insulation (set) | 31.75
0020082189 | Insulation (set) | 35.42
0020082190 | Insulation (set) | 35.42
0020082191 | Insulation (set) | 35.42
0020082192 | Insulation (set) | 31.75
0020082193 | Insulation (set) | 35.42
0020082194 | Insulation (set) | 31.75
0020082195 | Insulation (set) | 35.42
0020082327 | Seal kit | 18.18
0020082638 | Wiring harness | 16.69
0020082774 | Counterweight | 26.19
0020082860 | COIL | 360.96
0020082861 | COIL | 544.16
0020082863 | CASING | 15.33
0020082864 | MOTOR | 253.76
0020082865 | Fan motor | 283.61
0020082867 | Front panel | 223.91
0020082868 | PCB | 360.96
0020082872 | FAN | 101.78
0020082873 | CASING | 21.44
0020082877 | CASING | 11.47
0020082879 | CASING | 21.44
0020082883 | COIL BASE | 47.22
0020082887 | PIPING | 160.13
0020082888 | Support Plate | 1.53
0020082892 | Fans condenser | 50.48
0020082904 | Cover | 160.13
0020082905 | Heat exchanger, 1,8 kW | 253.76
0020082906 | Heat exchanger, 2,7 kW | 253.76
0020082907 | Heat exchanger, 3,6 kW | 283.61
0020082910 | Control box | 283.61
0020082911 | Tube | 15.33
0020082912 | Tube | 16.69
0020082913 | Tube | 21.44
0020082914 | Valve, mixing | 130.27
0020082915 | T-connector | 35.42
0020082916 | Filter, (x10) | 4.58
0020082917 | Valve, non return | 12.21
0020082918 | Filter | 6.89
0020082919 | Mixing valve | 137.06
0020082920 | T-onnector | 35.42
0020082921 | Filter, (x10) | 5.36
0020082922 | Non-return valve | 12.99
0020082923 | Filter | 6.89
0020082924 | Tube | 16.69
0020082925 | Inspection glass | 35.42
0020082927 | Front panel | 283.61
0020082931 | Collector SR 2.02/2 antireflex | 1376
0020082932 | Pressure relief valve 5b | 18.18
0020082933 | Tube | 19.54
0020082967 | GRILLE | 268.69
0020082971 | FAN NOZZLE | 90.92
0020082981 | LEFT SIDE CASE | 7.63
0020082984 | RIGHT SIDE COVER | 69.21
0020082987 | GRILLE | 64.32
0020082991 | CRANKCASE HEATER | 86.85
0020082992 | CRANKCASE HEATER | 94.99
0020082993 | CRANKCASE HEATER | 101.78
0020083007 | TRANSFORMER | 82.78
0020083013 | SWITCH | 15.33
0020083014 | HIGH PRESSURE SWITCH | 69.21
0020083015 | HIGH PRESSURE SWITCH | 50.48
0020083030 | LIQUID SERVICE VALVE | 55.09
0020083032 | 4-Way Valve Set | 223.91
0020083035 | Electronics, inverter module | 803.34
0020083037 | EEV Solenoid coil | 153.34
0020083038 | ELECTRONIC EXPANSION VALVE | 160.13
0020083077 | Lip seal EPDM (DN 150) | 11.47
0020083078 | Cap grey M20x2 | 11.47
0020083079 | O-ring EPDM (DN 100) | 9.16
0020083080 | O-ring EPDM (DN 100) | 9.16
0020083081 | Flue gas elbow 60-60 | 59.44
0020083082 | Flue gas cap, DN 60 PP | 16.69
0020083083 | Seal kit, DN 60 EPDM | 11.47
0020083084 | Connection piece, with sleeve | 21.44
0020083085 | Tube, end piece, PP black DN 60 x 400 | 21.44
0020083086 | Connection, with spigot PP 60-60 | 29.04
0020083087 | Support, DN 60 | 86.85
0020083088 | Measuring orifice 52/80 | 15.33
0020083089 | Wall seal outside 100-165 | 12.99
0020083090 | Wall seal inside 102-165 | 16.69
0020083091 | Clamp (100 x 48) | 15.33
0020083092 | Clamp, 9 mm (90-110) | 5.36
0020083093 | O-ring EPDM (DN 60) | 5.36
0020083094 | Rosette, outside 100-165 (black) | 16.69
0020083095 | Clamp DN 125 with seal EPDM | 12.21
0020083096 | Clamp, DN 125, (x1) | 19.54
0020083128 | Contact (f. motor protection swift) | 59.44
0020083462 | Clamp fastening | 12.21
0020083515 | Display | 153.34
0020083560 | Anode titanium + stopper | 26.19
0020083667 | UNITS CASING | 108.56
0020083670 | DEFLECTORS | 145.2
0020083674 | AIR FILTER | 35.42
0020083675 | ELECTRONIC EXPANSION VALVE | 188.62
0020083677 | CAPACITOR 55uF | 7.63
0020083679 | Smoked pipe (L=36mm, Ø66mm) | 18.18
0020083782 | Printed circuit board | 480.38
0020083836 | COIL | 223.91
0020083837 | COIL | 297.18
0020083839 | CASING | 108.56
0020083841 | AIR FILTER | 26.19
0020083843 | 4-Way Valve Coil | 325.68
0020083845 | 4-Way Valve Coil | 188.62
0020083847 | 4-Way Valve Coil | 47.22
0020083849 | FRONT PANEL ASSEMBLY | 44.24
0020083852 | FAN | 69.21
0020083856 | FAN MOTOR | 188.62
0020083859 | PCB | 283.61
0020083930 | PIPING | 160.13
0020083931 | PIPING | 90.92
0020084117 | Antenna | 50.48
0020084118 | Front panel | 59.44
0020084119 | Door | 23.2
0020084419 | ELECTRONIC PARTS BOX | 64.32
0020084479 | Side panel | 82.78
0020084480 | Panel insulation seal | 9.94
0020084481 | Gasket panel | 26.19
0020084482 | Front Panel | 86.85
0020084483 | Gasket panel | 29.04
0020084484 | Gasket control panel | 23.2
0020084485 | Name badge, (x5) | 12.21
0020084487 | Plastic console | 31.75
0020084488 | Gasket, (x5) | 8.41
0020084489 | Plug, (x5) | 4.58
0020084490 | Electrical conduit, (x5) | 3.87
0020084491 | Support heat exchanger (x2) | 16.69
0020084492 | Support heat exchanger (x2) | 18.18
0020084493 | Screw (x10) | 4.58
0020084494 | Heat exchanger | 544.16
0020084495 | Heat exchanger | 689.36
0020084496 | Air inlet pipe | 35.42
0020084497 | Air inlet pipe | 23.2
0020084498 | Air inlet pipe | 23.2
0020084499 | Burner | 44.24
0020084500 | Burner flange | 94.99
0020084501 | Fan | 223.91
0020084502 | Gas section | 175.05
0020084503 | Gas section | 175.05
0020084504 | Wiring harness | 41.25
0020084505 | Supply harness | 11.41
0020084506 | Strap (x5) | 4.58
0020084507 | Plastic control box cover | 7.63
0020084508 | Plastic control box | 19.54
0020084511 | Control panel | 26.19
0020084512 | Control panel | 35.42
0020084513 | Switch reset (x5) | 3.87
0020084514 | Switch, on/off, (x5) | 7.63
0020084515 | Cable tree (harness) | 5.71
0020084518 | Interface card | 47.22
0020084519 | Interface card | 55.09
0020084520 | sensor cable | 9.16
0020084521 | Plug 6 wires (x5) | 26.19
0020084523 | Plug, 3 wires, (x5) | 10.72
0020084524 | Motor pump | 188.62
0020084525 | Motor pump | 188.62
0020084526 | De-aeration valve | 4.58
0020084527 | Connection cover plate for SB | 44.24
0020084528 | Plug (x6) | 31.75
0020084529 | Washer (x10) | 3.87
0020084530 | Tube inlet | 13.71
0020084531 | Outlet tube | 12.99
0020084534 | Heat exchanger/3WV pipe | 26.19
0020084535 | Gas connection tube | 18.18
0020084536 | Gas connection tube | 16.69
0020084537 | Hose | 8.41
0020084538 | Hose | 7.63
0020084539 | Vent tube | 3.05
0020084540 | Tube | 26.19
0020084541 | Hose | 23.2
0020084542 | Tube | 26.19
0020084543 | plastic support | 4.58
0020084544 | plastic support | 3.87
0020084545 | Expansion vessel 8L | 82.78
0020084546 | Hose | 6.07
0020084547 | Hose | 9.16
0020084549 | Flexible hose | 5.36
0020084550 | Connection kit | 41.25
0020084551 | Siphon assembly | 19.54
0020084554 | Plug and washer | 6.89
0020084555 | Washer (x10) | 21.44
0020084556 | Storage water heater micro version | 122.13
0020084567 | Burner chamber | 44.24
0020084568 | Casing, wall holder | 69.21
0020084714 | Siphon/trap (kit) | 64.32
0020084765 | Throttle jet 4,90 | 3.05
0020084934 | DRAIN TUBE | 2.31
0020084935 | RIGHT CORNER | 26.19
0020085046 | FRONT GRILLE | 23.2
0020085047 | REAR GRILLE | 23.2
0020085050 | ELECTRIC WIRE V11-025 W | 14.52
0020085051 | ELECTRIC WIRE V11-025 W | 21.44
0020085052 | ELECTRIC WIRE V11-025 W | 23.2
0020085057 | FAN MOTOR SUPPORT | 11.47
0020085058 | FAN MOTOR SUPPORT | 19.54
0020085104 | REAR GRILLE | 26.19
0020085107 | FAN SHAFT UNION | 19.54
0020085108 | Tube | 19.54
0020085109 | Tube | 26.19
0020085110 | Pump | 419.31
0020085111 | Pump (Booster) | 188.62
0020085112 | Tube | 50.48
0020085113 | Casing, pillar | 153.34
0020085114 | Casing, pillar | 223.91
0020085115 | Casing, pillar | 238.83
0020085116 | Cover | 175.05
0020085117 | Cover | 69.21
0020085118 | Heat exchanger, 1,8 kW | 283.61
0020085119 | Heat exchanger, 2,7 kW | 297.18
0020085120 | Heat exchanger, 3,6 kW | 325.68
0020085121 | Control box | 419.31
0020085122 | Tube | 18.18
0020085123 | Inspection glass | 55.09
0020085124 | Heat exchanger, tin coated | 763.99
0020085125 | Heat exchanger, tin coated | 724.64
0020085126 | Heat exchanger, tin coated | 763.99
0020085127 | Tube | 15.33
0020085128 | Tube | 11.47
0020085129 | Tube | 47.22
0020085130 | Tube | 9.94
0020085131 | Sensor | 283.61
0020085132 | T-piece | 35.42
0020085133 | Valve | 86.85
0020085134 | Motor | 55.09
0020085135 | Pump | 392.17
0020085136 | Safety assembly | 101.78
0020085137 | Valve | 77.35
0020085150 | Fascia panel | 38.54
0020085151 | Support | 23.2
0020085152 | Cover and back panel | 86.85
0020085153 | Tube | 31.75
0020085154 | Sensor, Vortex, DN10 | 55.09
0020085155 | Pump | 188.62
0020085156 | Tube | 35.42
0020085157 | Temperature monitor | 10.48
0020085252 | ELECTRONIC CONTROL BOX | 283.61
0020085254 | CAPACITOR | 59.44
0020085257 | FRONT GRILLE | 35.42
0020085258 | REAR GRILLE | 35.42
0020085302 | LEFT GRILLE | 64.32
0020085403 | Tube | 15.33
0020085404 | Tube | 23.2
0020085405 | Heat exchanger | 283.61
0020085406 | Heat exchanger | 419.31
0020085407 | Fascia panel | 47.22
0020085408 | Cover and back panel | 130.27
0020085409 | Tap | 26.19
0020085410 | Tap | 11.47
0020085411 | Connection | 7.63
0020085412 | Tap | 23.2
0020085413 | Connection DN15 | 15.33
0020085414 | Connection DN10 | 15.33
0020085415 | Adapter DN15 | 11.47
0020085416 | Adapter DN10 | 11.47
0020085417 | Clamp | 6.89
0020085418 | Plug (PK2) | 2.31
0020085419 | Connection, elbow | 38.54
0020085420 | Tube | 35.42
0020085421 | Heat exchanger | 480.38
0020085422 | Heat exchanger | 514.3
0020085423 | Tube | 23.2
0020085424 | Pump | 175.05
0020085425 | Tube | 21.44
0020085426 | Tube | 41.25
0020085427 | Tube | 29.04
0020085428 | Adapter | 21.44
0020085429 | Tube | 41.25
0020085430 | T-piece | 38.54
0020085431 | Fascia panel | 44.24
0020085432 | Cover and back panel | 130.27
0020085433 | Temperature limiter | 26.19
0020085434 | O-ring, (x10) | 86.85
0020085435 | O-ring, (x10) | 31.75
0020085436 | Temperature limiter | 26.19
0020085437 | Temperature limiter | 26.19
0020085438 | Tube | 59.44
0020085439 | Tube | 59.44
0020085440 | Tube | 59.44
0020085441 | Handle, handle ring, (x10) | 19.54
0020085442 | Connection kit | 86.85
0020085443 | Safety assembly | 223.91
0020085444 | Fastening kit, Clips Bush/Stud, (x10) | 19.54
0020085445 | Drain piece, valve | 16.69
0020085446 | Tube | 38.54
0020085447 | Tube | 29.04
0020085448 | Tube | 55.09
0020085449 | Tube | 21.44
0020085450 | Tube | 13.71
0020085451 | Tube | 44.24
0020085452 | Tube | 47.22
0020085453 | Tube | 94.99
0020085454 | Tube | 94.99
0020085455 | Tube | 59.44
0020085456 | Tube | 14.52
0020085457 | Tube | 9.94
0020085458 | Valve | 59.44
0020085459 | Valve | 1338
0020085460 | Pump | 360.96
0020085461 | Expansion vessel | 115.35
0020085462 | Heat exchanger | 175.05
0020085463 | Heat exchanger | 188.62
0020085464 | Label, zeoTHERM | 3.87
0020085466 | Tube | 13.71
0020085467 | Gasket | 2.31
0020085468 | Gasket | 6.89
0020085469 | Gasket | 6.89
0020085471 | Tube | 31.75
0020085473 | Wiring harness | 41.25
0020085474 | Wiring harness | 86.85
0020085475 | Wiring harness | 38.54
0020085476 | Tube | 59.44
0020085477 | Tube | 44.24
0020085478 | Pump | 223.91
0020085479 | Heat exchanger | 993.32
0020085480 | Tube | 15.33
0020085481 | Gasket | 6.07
0020085482 | Company plaque, Vaillant 3D | 6.07
0020085483 | Cable | 21.44
0020085484 | Adapter, long, G3/8, M22x1,5 | 26.19
0020085485 | Adaptor, PWT HK, G3/4 | 23.2
0020085486 | Display | 64.32
0020085487 | Adaptor, short, G3/8, M22x1,5 | 41.25
0020085488 | Adaptor, PWT HK, G3/4 | 18.18
0020085489 | Tube | 69.21
0020085490 | Company plaque,Vaillant 3D | 26.19
0020085491 | Tube, BUH-HC | 122.13
0020085492 | Tube, HR-3W | 69.21
0020085493 | Tube, STOR-3W | 41.25
0020085494 | Tube, 3W-FLEX | 77.35
0020085495 | Tube, FLEX-pump | 77.35
0020085497 | Control Box, zeolithe BMU | 188.62
0020085499 | Electronics | 55.09
0020085518 | T-piece | 38.54
0020085519 | Connection | 23.2
0020085520 | Tap | 26.19
0020085521 | T-piece | 21.44
0020085522 | Tube | 16.69
0020085523 | Tube | 31.75
0020085524 | Sensor NTC, L=1700 | 23.2
0020085525 | Sensor NTC, L=1700 | 31.75
0020085527 | Sensor NTC, L=1500 | 31.75
0020085538 | ELECTRIC WIRE V11-025 W | 26.19
0020085692 | Casing | 572.65
0020085693 | Casing | 572.65
0020085694 | Casing | 650
0020085695 | Casing | 689.36
0020085696 | Casing | 724.64
0020085697 | Casing | 763.99
0020085698 | Insulation, top | 77.35
0020085699 | Insulation, top | 101.78
0020085700 | Insulation, top | 130.27
0020085701 | Insulation, top | 188.62
0020085702 | Insulation, top | 223.91
0020085703 | Cover | 41.25
0020085704 | Cover | 44.24
0020085705 | Cover | 47.22
0020085706 | Cover | 77.35
0020085707 | Cover | 77.35
0020085708 | Insulation, below | 59.44
0020085709 | Insulation, below | 86.85
0020085710 | Insulation, below | 122.13
0020085711 | Insulation, below | 188.62
0020085712 | Insulation, below | 253.76
0020085713 | Cover | 47.22
0020085714 | Cover | 47.22
0020085715 | Cover | 47.22
0020085716 | Cover | 55.09
0020085717 | Cover | 55.09
0020085718 | Cover | 55.09
0020085719 | Tube (PK2) | 69.21
0020085720 | Tube (PK2) | 77.35
0020085721 | Tube, (kit of 2) | 64.32
0020085755 | REACTANCE | 130.27
0020085861 | Clip, (x10) | 108.56
0020085863 | Dress guard | 69.21
0020085864 | Handle | 7.63
0020085865 | Dress guard | 145.2
0020085868 | Screw, M5x30 + nut (x4) | 4.58
0020085869 | Propeller | 50.48
0020085870 | Evaporator | 1031.32
0020085871 | Clip harness | 2.68
0020085872 | Filter 3/8 | 12.21
0020085873 | Pressure valve | 175.05
0020085874 | Motor pressure valve | 50.48
0020085875 | CTN Support | 6.89
0020085876 | Compressor | 650
0020085877 | Expansion vessel | 94.99
0020085878 | Resistor | 41.25
0020085879 | Printed card | 650
0020085880 | Fitting with test point | 5.36
0020085881 | Fastening kit, compressor | 29.04
0020085882 | Valve, four way | 77.35
0020085883 | Motor, four way valve | 5.36
0020085884 | Cap Valve, Schrader (x10) | 69.21
0020085885 | Valve, Schrader | 10.72
0020085886 | Flue sensor water pressur | 64.32
0020085887 | Pump | 238.83
0020085889 | Heat exchanger DHW | 325.68
0020085890 | No return valve | 21.44
0020085891 | Pipe | 9.94
0020085892 | Insulation condenser | 13.71
0020085893 | Outlet pipe | 14.52
0020085894 | Insulation compressor | 38.54
0020085895 | Tube heating | 11.47
0020085896 | Tube pump / condensator | 21.44
0020085897 | Pipe, heating-return | 16.69
0020085898 | Return connection | 23.2
0020085899 | Inlet pipe | 26.19
0020085900 | Pipe, vortex / condenser | 26.19
0020085901 | Inlet pipe | 29.04
0020085902 | Grommet, M20-10 | 5.36
0020085903 | Clip harness (x10) | 6.07
0020085904 | Sensor NTC | 19.54
0020085905 | Electric box | 29.04
0020085906 | Cover, control box | 23.2
0020085907 | Cover, control box | 13.71
0020085908 | Installer card | 101.78
0020085909 | Flame supervision device | 268.69
0020085910 | Capacitor | 23.2
0020085911 | Relay contactor | 69.21
0020085912 | Cable tree harness | 101.78
0020085913 | Main harness low | 35.42
0020085914 | Outlet pipe | 21.44
0020085915 | Earth harness | 3.05
0020085920 | Pipe | 19.54
0020085921 | Valve | 5.36
0020085922 | Washer (x10) | 3.87
0020085923 | Harness, NTC | 18.18
0020085925 | Connection, pump | 18.18
0020085926 | FRONT PANEL, ASSEMBLY | 360.96
0020085927 | Tap | 31.75
0020085928 | Nut 3/4 | 6.89
0020085929 | Manometer | 29.04
0020085930 | Pump | 202.19
0020085935 | Wall support | 11.47
0020085936 | RF receiver | 122.13
0020086221 | COIL | 360.96
0020086223 | REMOTE CONTROL'S HANGER | 38.54
0020086226 | FRONT PANEL ASSEMBLY | 82.78
0020086279 | MOTOR | 689.36
0020086281 | FILTER | 55.09
0020086286 | Lifting handle | 82.78
0020086288 | Fan capacitor | 94.99
0020086290 | Fan blade | 223.91
0020086292 | Reversing valve solenoid coil | 90.92
0020086293 | Anti-vibration mounts | 64.32
0020086294 | Compressor heater | 137.06
0020086295 | Fan motor set | 202.19
0020086299 | Unit drain tray | 160.13
0020086302 | Bracket - heat exchanger | 145.2
0020086303 | High pressure switch | 94.99
0020086304 | High pressure sensor | 160.13
0020086306 | Hydraulic pressure valve | 223.91
0020086311 | Electronic parts box | 137.06
0020086312 | Wiring harness | 153.34
0020086313 | Compressor start condenser | 130.27
0020086315 | Tray heater | 153.34
0020086318 | Transducers wire | 188.62
0020086319 | Deforst heater | 137.06
0020086321 | Compressor contactor | 188.62
0020086322 | Compressor | 803.34
0020086323 | Compressor circuit breaker (25a) | 153.34
0020086324 | Reversing valve | 175.05
0020086325 | Refrigerant liquid accumulator | 253.76
0020086326 | Compressor | 1070.67
0020086327 | Piping | 223.91
0020086332 | Fan support bracket | 145.2
0020086333 | Plate heat exchanger | 1413.99
0020086334 | Air heat exchanger | 1110.03
0020086338 | Fan circuit breaker (2a) | 153.34
0020086339 | Central compartment plate | 130.27
0020086340 | Fan capacitor | 108.56
0020086341 | Wiring harness | 297.18
0020086342 | Rear grille | 160.13
0020086344 | Compressor- Magnetocaloric 32A | 188.62
0020086345 | Contactor | 238.83
0020086347 | 4 way valve | 238.83
0020086348 | Compressor | 1184.66
0020086349 | Heat exchanger - DHW | 1527.98
0020086350 | Liquid accumulator | 297.18
0020086351 | Expansion valve (cool) | 223.91
0020086352 | Expansion valve (heat) | 223.91
0020086354 | Water pump | 544.16
0020086357 | MAGNETOCALORIC 3A(FAN) | 188.62
0020086358 | MAGNETOCALORIC 40A(COMPRESSEUR) | 153.34
0020086359 | Piping | 253.76
0020086360 | Front cover | 202.19
0020086361 | Cover - front right | 297.18
0020086364 | Fan support | 223.91
0020086365 | Divisor-central | 130.27
0020086366 | Compressors condenser | 108.56
0020086367 | Wiring harness | 297.18
0020086370 | Expansion system | 253.76
0020086371 | Electrode, ignition and control (set) | 55.09
0020086373 | Gas section | 297.18
0020086374 | Wiring harness (ecoVIT ebus) | 59.44
0020086375 | Electrode, ignition and control (set) | 55.09
0020086377 | Flexible tube, air inlet duct | 69.21
0020086378 | Fan | 480.38
0020086379 | Electrode, ignition and control (set) | 55.09
0020086384 | Transformer | 101.78
0020086385 | VENTILATION GROUP | 803.34
0020086386 | CAPACITOR | 47.22
0020086395 | VENTILATION GROUP | 841.34
0020086396 | VENTILATION GROUP | 1145.31
0020086397 | VENTILATION GROUP | 1527.98
0020086398 | VENTILATION GROUP | 1413.99
0020086399 | TRANSFORMER | 223.91
0020086400 | TRANSFORMER | 223.91
0020086401 | CAPACITOR | 55.09
0020086406 | Bush, immersion sleeve (R1/2) | 69.21
0020086407 | Bush, immersion sleeve (R1/2) | 64.32
0020086408 | Bush, immersion sleeve (R1/2) | 59.44
0020086409 | Nipple R 1 1/4-Rp 3/4 | 55.09
0020086410 | Tap 1/2 (set) | 69.21
0020086411 | Tap 1/2 (set) | 69.21
0020086412 | Tap 1/2 (set) | 59.44
0020086413 | Plug, (kit of 3 p.) | 108.56
0020086414 | Plug, (kit of 3 p.) | 108.56
0020086415 | Plug (kit, 3 p.) | 101.78
0020086416 | Support cpl. (110 x 100) | 122.13
0020086417 | Support cpl. (110 x 100) | 122.13
0020086418 | Support cpl. (110 x 100) | 108.56
0020086419 | Support cpl. (160 x 130) | 137.06
0020086420 | Support cpl. (160 x 130) | 137.06
0020086421 | Support cpl. (160 x 130) | 130.27
0020086519 | Sensor NTC, L=1500 | 21.44
0020086520 | Tube, (kit of 2) | 55.09
0020086521 | Tube, (kit of 2) | 64.32
0020086522 | Tube, (kit of 2) | 64.32
0020086526 | Sensor, Vortex | 108.56
0020086527 | Front panel | 175.05
0020086528 | Tube, cold water | 29.04
0020086529 | Tube (18mm x 1190mm) | 26.19
0020086530 | T-piece | 64.32
0020086531 | Cable connector (set) | 41.25
0020086532 | Control, ExaControl L1 | 253.76
0020086533 | Control, ExaControl L1 | 202.19
0020086534 | Connection | 44.24
0020086563 | CAPACITOR PLATE | 188.62
0020086567 | Pipe, outlet of PHE_1 | 12.99
0020086568 | Pipe, outlet of PHE_2 | 11.47
0020086609 | Tube | 64.32
0020086610 | Flexible tube (silencer) | 69.21
0020086611 | Ignition cable | 35.42
0020086658 | Washer, (x10) | 9.94
0020086833 | WATER COLLECTOR | 3.87
0020086853 | Plate, filter | 325.68
0020086859 | REACTANCE | 64.32
0020086860 | LEFT SIDE CASE | 31.75
0020086877 | Discharge sensor | 35.42
0020086885 | CONTACTOR | 101.78
0020086887 | FRONT PANEL | 77.35
0020086931 | Sea. tape self-stick 18x20x893 | 5.36
0020087007 | Heat exchanger, coil | 153.34
0020087062 | FAN SHAFT UNION | 0.81
0020087096 | PCB+DISPLAY CASSETTE (NEW VERSION) | 137.06
0020087134 | GRUPPO SCHEDE 021/026 NHO | 101.78
0020087142 | Capacitor, compressor | 50.48
0020087158 | COMPRESSEUR 04'SDHE085 | 724.64
0020087172 | GRUPPO SCHEDE 026 HWI | 130.27
0020087196 | SCHEDA 021/026/036 ENHO | 94.99
0020087228 | ELECTRONIC CONTROL BOX | 419.31
0020087275 | Motor pump | 223.91
0020087276 | Motor pump | 223.91
0020087593 | RECEIVER | 29.04
0020087657 | Adapter | 7.63
0020088019 | Burner flange | 101.78
0020088020 | Service kit ecoCRAFT/3 | 130.27
0020088026 | Electrode (kit) | 35.42
0020088029 | Insulation (flange) | 47.22
0020088030 | Service kit ThermoSystem/3 | 130.27
0020088037 | Hose (pressure safeguard) | 7.63
0020088039 | Casing (Inflow) 80kW | 223.91
0020088040 | Service kit ThermoSystem/3 | 130.27
0020088041 | Casing (Inflow) 120kW | 223.91
0020088042 | Casing (Inflow) 160kW | 253.76
0020088043 | Casing (Inflow) 200kW | 253.76
0020088085 | SD Brand name | 101.78
0020088086 | Back panel | 572.65
0020088087 | Back panel | 514.3
0020088088 | Screw | 9.16
0020088089 | Button | 41.25
0020088090 | Front panel | 1222.66
0020088091 | Front panel | 449.17
0020088092 | Dress guard | 202.19
0020088093 | Panel | 101.78
0020088094 | Front panel | 325.68
0020088095 | Front panel | 650
0020088096 | Panel | 86.85
0020088097 | Nose | 160.13
0020088099 | Lower part | 803.34
0020088100 | Upper part | 572.65
0020088101 | Upper part | 392.17
0020088106 | Motor | 1110.03
0020088107 | Motor | 2556.59
0020088108 | Motor | 1338
0020088109 | Evaporator | 5760.47
0020088110 | Evaporator | 6623.52
0020088112 | Console | 514.3
0020088114 | Propeller | 544.16
0020088115 | Dress guard | 137.06
0020088116 | Dress guard | 145.2
0020088117 | Blocking disc | 44.24
0020088118 | Blocking disc | 9.16
0020088119 | Nut | 55.09
0020088121 | Base | 392.17
0020088123 | Base panel | 223.91
0020088125 | Compressor | 5409
0020088126 | Compressor | 8786.58
0020088127 | Nut | 55.09
0020088128 | accumulating tank | 993.32
0020088129 | accumulating tank | 1492.7
0020088131 | Valves | 419.31
0020088132 | Valves | 325.68
0020088133 | Valves | 115.35
0020088134 | Screw | 44.24
0020088135 | silencer | 223.91
0020088136 | silencer | 188.62
0020088137 | silencer | 650
0020088138 | Coil | 449.17
0020088139 | Coil | 325.68
0020088140 | Coil | 160.13
0020088141 | Coil | 137.06
0020088142 | Valves | 188.62
0020088143 | Valves | 325.68
0020088144 | Diverter valve | 419.31
0020088145 | Diverter valve | 763.99
0020088147 | Stud | 115.35
0020088150 | Cover | 82.78
0020088151 | Cover | 82.78
0020088155 | Temperature sensor | 115.35
0020088156 | Temperature sensor | 86.85
0020088157 | Stud | 21.44
0020088158 | Gasket | 55.09
0020088160 | Bolt | 115.35
0020088162 | Base | 50.48
0020088163 | Clip | 23.2
0020088167 | Sensor | 238.83
0020088168 | Base | 82.78
0020088169 | Sensor | 101.78
0020088170 | Printed circuit board | 3581.12
0020088171 | Printed circuit board | 2723.5
0020088172 | Electronics | 1960.87
0020088174 | Transformer | 223.91
0020088175 | Transformer | 360.96
0020088176 | Transformer | 480.38
0020088177 | Transformer | 268.69
0020088178 | Console | 90.92
0020088179 | Sensor | 160.13
0020088180 | Sensor | 108.56
0020088181 | Sensor | 202.19
0020088182 | Sensor | 101.78
0020088183 | Sensor | 86.85
0020088184 | Sensor | 115.35
0020088185 | Heat exchanger | 392.17
0020088186 | Heat exchanger | 449.17
0020088187 | Heat exchanger | 480.38
0020088190 | Protection | 101.78
0020088191 | Cover | 137.06
0020088192 | Connection box | 137.06
0020088193 | Connection box | 325.68
0020088194 | Fuse 250V 25A | 29.04
0020088195 | Fuse 250V 30A | 50.48
0020088197 | Relay | 283.61
0020088198 | Capacitor | 202.19
0020088199 | Clip | 6.07
0020088200 | Spacer | 44.24
0020088203 | Diode | 238.83
0020088204 | Diode | 137.06
0020088205 | Screw | 23.2
0020088206 | Spacer | 44.24
0020088210 | Pump | 1527.98
0020088211 | De-aerator | 47.22
0020088212 | Control box | 724.64
0020088213 | Remote control | 650
0020088215 | Flow switch | 160.13
0020088216 | Resistor 3kW | 360.96
0020088217 | Sensor | 94.99
0020088218 | Electronic kit | 2861.91
0020088221 | Condenser | 2168.49
0020088264 | Electrode, Service Kit ignition | 90.92
0020088372 | Gasket, 18x10x2, (x5) | 2.31
0020092316 | Screw connection (Kit) | 94.99
0020092328 | Water storage | 202.19
0020092329 | Resistor | 41.25
0020092371 | Printed circuit | 202.19
0020092372 | Printed circuit | 202.19
0020092435 | Control, calorMATIC VRC 630/3 (DCF) | 993.32
0020092438 | Control, calorMATIC VRC 630/3 | 993.32
0020092439 | Control, calorMATIC VRC 630/3 | 993.32
0020092478 | Printed circuit board | 202.19
0020092639 | Bush, immersion sleeve | 55.09
0020092640 | Plug, G 1/2, (x2) | 8.41
0020092641 | Cap G 1 1/4 | 21.44
0020092642 | Cap G 2 | 21.44
0020092643 | Elbow 90 | 59.44
0020092644 | Clamp, gas pipe (back-to-back) | 15.33
0020092645 | Clamp, gas pipe (in-line) | 19.54
0020092646 | Non-return valve 1 1/2 | 94.99
0020092647 | Gasket, flange DN 100 | 47.22
0020092793 | Hose | 6.89
0020092827 | Harness - hydraulic 24KXV18 | 23.2
0020092838 | Plug | 6.07
0020093061 | Cover | 160.13
0020093062 | Cover | 223.91
0020093063 | Support | 26.19
0020093064 | Front panel | 223.91
0020093065 | Grille | 392.17
0020093066 | Front panel | 253.76
0020093067 | Grille | 360.96
0020093068 | Cover | 59.44
0020093069 | Cover | 77.35
0020093070 | Side panel | 130.27
0020093071 | Support | 35.42
0020093072 | Front panel | 1184.66
0020093073 | Front panel | 763.99
0020093074 | Front panel | 160.13
0020093075 | Support | 31.75
0020093076 | Front panel | 917.33
0020093077 | Cover | 160.13
0020093078 | Cover | 77.35
0020093079 | Support | 23.2
0020093080 | Side panel | 130.27
0020093082 | Support | 41.25
0020093083 | Front panel | 1110.03
0020093084 | Cover | 160.13
0020093085 | Cover | 77.35
0020093086 | Side panel | 202.19
0020093087 | Side panel | 223.91
0020093088 | Support | 35.42
0020093089 | Base | 160.13
0020093090 | Front panel | 1110.03
0020093091 | Support | 35.42
0020093092 | Base | 160.13
0020093093 | Front panel | 1145.31
0020093094 | Cover | 223.91
0020093095 | Grille | 419.31
0020093096 | Support | 41.25
0020093097 | Base | 223.91
0020093098 | Front panel | 689.36
0020093099 | Support | 41.25
0020093100 | Sieve with spring | 3.05
0020093166 | Connection, plug | 26.19
0020093178 | Hose, incl. gaskets | 19.54
0020093180 | T-piece, incl. gaskets | 29.04
0020093182 | Fastening kit | 21.44
0020093183 | Sieve | 8.41
0020093188 | Condensate drain, Bush | 64.32
0020093190 | Insulation, 16 mm with nut and washer | 35.42
0020093196 | Printed circuit board, HMU geoTHERM | 268.69
0020093197 | Support, Cover | 38.54
0020093198 | Pump, brine circuit | 544.16
0020093199 | Pump, brine circuit | 917.33
0020093200 | Pump, brine circuit | 1413.99
0020093201 | Pump, heating circuit | 514.3
0020093202 | Pump, heating circuit | 877.98
0020093204 | Sensor, air, with wiring harness | 35.42
0020093205 | Sensor, brine, with wiring harness | 35.42
0020093207 | Support, Column VWL | 82.78
0020093209 | Tube, outdoor unit IN-BUH | 55.09
0020093211 | Cover, electronic box | 41.25
0020093212 | Fan, 10kW | 1450.63
0020093213 | Heat exchanger, BUH defrost | 449.17
0020093214 | Thermostat, ODU | 41.25
0020093215 | Grille, front, with lamellas | 689.36
0020093217 | Condensate drain, shell, big | 82.78
0020093218 | Condensate drain, shell, small | 44.24
0020093219 | Cap, foot, (x4) | 6.89
0020093220 | Screw, M8x20-A2, ISO14583, (x10) | 11.47
0020093221 | Cap, air vent, (x10) | 6.07
0020093224 | Control, geoTHERM N | 223.91
0020093225 | Control, zeoTHERM | 253.76
0020093226 | Base panel, side | 55.09
0020093227 | Base panel, front | 69.21
0020093228 | Grommet for pipe, (x2) | 19.54
0020093229 | Base panel, side, with opening | 94.99
0020093236 | O-ring, (x10) | 3.05
0020093237 | Screw, EPP, (x10) | 9.94
0020093238 | Heating element, defroster | 419.31
0020093239 | Fan | 607.94
0020093240 | Front panel | 77.35
0020093283 | Room thermostat /remote control TA1 | 607.94
0020093288 | Support | 69.21
0020093289 | Continuous flow controller 0-6l/min | 188.62
0020093290 | Valve | 86.85
0020093291 | Pump | 253.76
0020093292 | Insulation | 122.13
0020093293 | Support | 69.21
0020093294 | Continuous flow controller 0-6l/min | 188.62
0020093295 | Valve | 94.99
0020093296 | Pump | 283.61
0020093297 | Insulation | 122.13
0020093300 | PCB SET | 268.69
0020093590 | Oil level detector | 223.91
0020093591 | Junction box incl. line filter version C | 689.36
0020093592 | Cylinder sensor Version A, B | 90.92
0020093594 | Kit modem / remote monitoring C analog | 572.65
0020093595 | Fuse, radial | 10.72
0020093596 | Seal oil-level gauge | 9.94
0020093598 | Add. print DIN bar powerstart | 175.05
0020093599 | Loctite 243 screw locking | 29.04
0020093600 | Loctite 542 thread sealant | 38.54
0020093602 | Engine cable harness version A, B | 223.91
0020093603 | Flue siphon | 31.75
0020093604 | Mixer engine mixer groups version C | 253.76
0020093605 | Vibration damper kit version B | 283.61
0020093606 | Engine rocker bracket version C | 514.3
0020093607 | Air filter box inklusive air filter | 325.68
0020093609 | Cylinder head, LPG blue (MES) | 1413.99
0020093610 | Cable harness gas line version C | 59.44
0020093611 | GSM-Antenna 15 m | 253.76
0020093612 | Ignition wire | 82.78
0020093614 | Stepper engine LPG | 175.05
0020093615 | Thermometer, silver version C | 21.44
0020093616 | Kit modem / remote monitoring GSM | 841.34
0020093617 | Gas line natural gas | 724.64
0020093622 | Seal crankcase sump tray | 8.41
0020093623 | Retrofitting kit, oil level switch | 325.68
0020093624 | Update package Momo-Spock-stepper engine | 1492.7
0020093625 | Update package Momo-Spock-stepper engine | 1492.7
0020093629 | Vibration damper kit version A | 268.69
0020093630 | Extension cable, oil level switch | 50.48
0020093633 | Retrofitting kit Zeus additional fan | 223.91
0020093634 | Kit of flexible hoses cooling, internal | 188.62
0020093635 | Power choke | 360.96
0020093636 | Serial cable, internal | 145.2
0020093637 | Return temperature sensor version C | 31.75
0020093638 | Front panel | 297.18
0020093639 | Side door, left | 689.36
0020093640 | Side door, right | 689.36
0020093641 | Ceramic shaft and ceramic disc | 69.21
0020093642 | External sensor, version C | 41.25
0020093643 | Adapter 1 for vent pump | 283.61
0020093645 | VR standard sensor Version C | 18.18
0020093646 | Flywheel housing cover | 724.64
0020093647 | Zeus supplement kit starter start-up | 21.44
0020093648 | Electronics, SPOCK (version C) | 841.34
0020093748 | Water analysis VDI 2035 | 90.92
0020093759 | Gasket, cylinder head | 238.83
0020093803 | Fan, bottom | 449.17
0020093804 | Fan, bottom | 572.65
0020093805 | Fan, bottom | 449.17
0020093806 | Fan, bottom | 607.94
0020093807 | Fan, bottom | 480.38
0020093808 | Fan, bottom | 650
0020093809 | Fan, bottom | 514.3
0020093810 | Fan, bottom | 572.65
0020093822 | Housing | 3.05
0020093823 | Housing | 3.87
0020093849 | Temperature limiter, 3-4 kW | 77.35
0020093850 | Temperature limiter, 6 kW | 77.35
0020093884 | Siphon | 11.47
0020093885 | Siphon | 15.33
0020093886 | Siphon | 21.44
0020093887 | Siphon | 14.52
0020093888 | Nut | 9.16
0020093889 | Nut | 9.94
0020093890 | Nut | 11.47
0020093891 | Nut | 9.16
0020093892 | Condensate drain | 16.69
0020093893 | Condensate drain | 19.54
0020093894 | Condensate drain | 16.69
0020093897 | RELAY | 223.91
0020094069 | DOOR BISON 70/100 | 1222.66
0020094070 | DOOR BISON 150/250 | 1260.65
0020094071 | DOOR BISON 300/350 | 1450.63
0020094072 | DOOR BISON 420 | 1954.08
0020094073 | DOOR BISON 510/630 | 2883.63
0020094074 | Door, BISON 750/970 | 3256.8
0020094075 | DOOR BISON 1030/1300 | 3315.15
0020094076 | Door, BISON 1400/1800 | 7463.5
0020094077 | Door, BISON 2000/2400 | 8413.4
0020094078 | Door, BISON 3000/3500 | 12213
0020094081 | Front panel, PT shape white | 102.14
0020094082 | Pressure safeguard, low pressure | 44.24
0020094103 | Wiring harness | 26.19
0020094104 | Cable | 11.47
0020094105 | Wiring harness ( eBus) | 8.41
0020094106 | Wiring harness (signal cable) | 41.25
0020094107 | Wiring harness (eBus) | 15.33
0020094108 | Wiring harness (signal cable) | 26.19
0020094109 | Adapter | 44.24
0020094111 | Box EPP | 26.19
0020094112 | Tube | 77.35
0020094113 | Electronics, with cold water tube | 223.91
0020094117 | Wiring harness (signal cable) | 59.44
0020094195 | Potentiometer 1kOhm | 38.54
0020094196 | Terminal strip | 69.21
0020094197 | Relay | 283.61
0020094198 | Safety switch | 1376
0020094199 | Relay | 29.04
0020094200 | Relay | 38.54
0020094201 | Sensor | 50.48
0020094219 | Conversion kit | 29.04
0020094236 | Casing | 268.69
0020094237 | Casing | 268.69
0020094238 | Casing | 268.69
0020094239 | Cover, top | 47.22
0020094240 | Cover, top | 69.21
0020094241 | Cap | 26.19
0020094242 | Screw, M10x20, (x10) | 9.16
0020094243 | Screw, M8x30, (x10) | 9.94
0020094244 | Flange | 41.25
0020094245 | Flange | 44.24
0020094246 | Gasket, Flange | 12.21
0020094247 | Gasket, Flange | 15.33
0020094248 | Cap, Plug | 12.99
0020094249 | Plug | 21.44
0020094250 | Sealing ring | 3.05
0020094251 | Anode, chain anode | 115.35
0020094252 | Screw, (x10) | 2.31
0020094253 | Sealing ring, 3/4, (x10) | 2.31
0020094254 | Baffle plate, white, (x2) | 64.32
0020094315 | Front panel | 175.05
0020094348 | Front panel | 153.34
0020094428 | Gasket | 1.9
0020094429 | Gasket | 2.31
0020094430 | Gasket, Siphon | 1.53
0020094431 | Gasket | 1.15
0020094432 | Gasket | 1.53
0020094433 | Gasket, Siphon | 0.81
0020094434 | Sealing ring, (x10) | 3.87
0020094435 | Sealing ring, (x10) | 4.58
0020094436 | Sealing ring (PK10) | 3.87
0020094437 | Siphon, lower part | 6.07
0020094438 | Siphon, lower part | 7.63
0020094439 | Siphon, lower part | 6.07
0020094450 | DRAIN ELBOW | 13.71
0020094635 | Pumpe, VHSL 15/6 HE-2-12 | 115.35
0020094636 | Manometer | 12.99
0020094637 | Flexible hose | 9.16
0020094638 | clamp, 3WV -pump, needle, long | 3.05
0020094640 | Side panel, white VC SP | 90.92
0020094641 | O-ring, (x5) | 1.53
0020094643 | Heat exchanger, 2 holes | 94.99
0020094644 | Heat exchanger, 3 holes | 101.78
0020094645 | Heat exchanger, 4 holes | 108.56
0020094646 | Heating element, 3kW with wires | 62.12
0020094647 | Heating element, 6kW with wires | 74.25
0020094648 | Heating element, 7kW with wires | 74.84
0020094649 | Air vent, 1/4 | 12.69
0020094650 | Pressure safety device, plast. | 10.97
0020094651 | Pipe, inlet | 15.84
0020094652 | Pipe, pump | 11.47
0020094653 | Pipe, outlet | 153.34
0020094654 | Pipe, outlet 1 | 26.19
0020094655 | Control panel, cpl. | 10.76
0020094656 | Cover control | 9.16
0020094657 | Display, button | 4.77
0020094658 | Button, MODE | 3.87
0020094659 | Button,OK | 3.87
0020094660 | Button | 6.7
0020094661 | PCB, actuation - Protherm | 23.2
0020094662 | Printed circuit board | 50.48
0020094666 | Thermostat, bim. 100 degC | 6.2
0020094668 | Spacer, distant., plastic 19 | 1.19
0020094669 | Harness, E6-14K13 | 18.18
0020094670 | Harness, E18-28K13 | 21.44
0020094671 | Harness, contactor 18-28K13 | 10.48
0020094672 | Harness, contactor 6-14K13 | 8.41
0020094791 | Screw, M8x30, (x10) | 11.47
0020094792 | Flange | 55.09
0020094793 | Gasket, Flange | 23.2
0020095480 | Nut, (x10) | 13.71
0020095481 | Flue duct | 41.25
0020095504 | Phial pocket | 44.24
0020095505 | Plug, G 1/2, (x2) | 8.41
0020095506 | Cap G 1 1/4 | 19.54
0020095507 | Cap G 2 | 19.54
0020095508 | Elbow 90 | 55.09
0020095509 | Clamp, gas pipe (back-to-back) | 15.33
0020095510 | Clamp, gas pipe (in-line) | 19.54
0020095511 | Non-return valve 1 1/2 | 94.99
0020095512 | Gasket, flange DN 100 | 44.24
0020095625 | Harness, contactor 18-21K13 | 5.36
0020095626 | Harness, E-WHB ntc | 11.15
0020095627 | Harness, E201 | 1.15
0020095628 | Harness, E202 | 1.15
0020095630 | Harness, E204 | 1.15
0020095659 | Harness, eBox-ignition transformer | 10.72
0020095660 | Gasket Ignitor | 10.72
0020095661 | Harness, main, ATMO | 19.54
0020095662 | Harness, main, FAN, 12kW | 23.2
0020095663 | Harness, main, ATMO, 12kW | 21.44
0020095664 | Harness - hydraulic 24KXO18 | 18.18
0020095686 | Casing panels, front | 44.24
0020095687 | Casing panels, front | 77.35
0020095688 | Grille, front | 44.24
0020095689 | FRONT GRILLE | 64.32
0020095693 | CENTRAL DIVISOR | 55.09
0020095703 | INSTALL. PLATE FOR ELECTRONIC PARTS | 6.07
0020095707 | Support, fan motor | 77.35
0020095708 | FAN MOTOR | 202.19
0020095709 | FAN | 108.56
0020095710 | Motor, fan | 160.13
0020095712 | COMPRESSOR | 449.17
0020095717 | COIL | 360.96
0020095719 | PIPPING | 160.13
0020095720 | Printed circuit board, main | 283.61
0020095721 | Printed circuit board, main | 297.18
0020095722 | PCB, with Inverter Module | 449.17
0020095724 | REACTANCE | 69.21
0020095745 | Connection kit | 29.04
0020095746 | Gas Tube | 19.54
0020095848 | Casing (Inflow) 240kW | 283.61
0020095849 | Casing (Inflow) 280kW | 297.18
0020095850 | Manifold (Gas) 80kW | 223.91
0020095851 | Manifold (Gas) 120kW | 223.91
0020095852 | Manifold (Gas) 160kW | 283.61
0020095853 | Manifold (Gas) 200kW | 297.18
0020095854 | Manifold (Gas) 240kW | 360.96
0020095855 | Manifold (Gas) 280kW | 392.17
0020095856 | Manifold (warm water) 80kW | 419.31
0020095857 | Manifold (warm water) 120kW | 449.17
0020095858 | Manifold (warm water) 160kW | 480.38
0020095859 | Manifold (warm water) 200kW | 689.36
0020095860 | Manifold (warm water) 240kW | 572.65
0020095861 | Manifold (warm water) 280kW | 514.3
0020095862 | Manifold (cold water) 80kW | 283.61
0020095863 | Manifold (cold water) 120kW | 283.61
0020095864 | Manifold (cold water) 160kW | 325.68
0020095865 | Manifold (cold water) 200kW | 360.96
0020095866 | Manifold (cold water) 240kW | 325.68
0020095867 | Manifold (cold water) 280kW | 360.96
0020095979 | Screw, (x10) | 2.31
0020095982 | Motor | 115.35
0020095987 | PCB, with pad set 3Ph | 689.36
0020095988 | Printed circuit board | 108.56
0020095989 | Printed circuit board | 115.35
0020095990 | PCB | 160.13
0020095992 | PCB, with pad set 1 Ph | 689.36
0020096019 | FAN NOZZLE | 64.32
0020096021 | RIGHT SIDE COVER | 77.35
0020096025 | COIL SENSOR | 59.44
0020096027 | Electronics, inverter module | 763.99
0020096029 | RADIATOR | 130.27
0020096030 | RADIATOR | 115.35
0020096032 | COMPRESSOR CAPACITOR | 50.48
0020096033 | FAN'S CAPACITOR | 69.21
0020096035 | COMPRESSOR | 689.36
0020096036 | COMPRESSOR | 514.3
0020096038 | Heat exchanger, coil | 253.76
0020096039 | Sensor, discharge | 59.44
0020096040 | PCB | 689.36
0020096041 | PCB | 724.64
0020096042 | REACTANCE | 59.44
0020096043 | FRONT PANEL | 35.42
0020096044 | FRONT GRILLE | 47.22
0020096045 | TOP COVER | 31.75
0020096046 | TOP COVER | 31.75
0020096054 | FAN SUPPORT | 19.54
0020096061 | RIGHT SIDE COVER | 26.19
0020096062 | FAN MOTOR | 115.35
0020096063 | COMPRESSOR | 480.38
0020096064 | Compressor | 419.31
0020096065 | COIL | 297.18
0020096067 | COIL | 175.05
0020096182 | Bar, 120l | 35.42
0020096183 | Bar, 150l | 38.54
0020096184 | Bar, 180l | 38.54
0020096185 | Bar, 200l | 38.54
0020096186 | Bar, 250l | 41.25
0020096187 | Bar, 300l | 47.22
0020096188 | Clip, (x10) | 3.87
0020096189 | Bar, 120l | 35.42
0020096190 | Bar, 150l | 38.54
0020096191 | Bar, 180l | 38.54
0020096192 | Bar, 200l | 38.54
0020096193 | Bar, 250l | 41.25
0020096194 | Bar, 300l | 47.22
0020096195 | Clip, (x10) | 3.87
0020096256 | Support, Remote | 44.24
0020096262 | Printed circuit board, main + chip | 86.85
0020096263 | Printed circuit board, main + chip | 392.17
0020096264 | Printed circuit board, main + chip | 153.34
0020096280 | Printed circuit board TS/3 | 223.91
0020096312 | Water nozzle, 3-4 kW | 15.33
0020096313 | Water nozzle, 6 kW | 15.33
0020096352 | Wiring harness (signal cable) | 29.04
0020096353 | Clip (incl screw) | 12.21
0020096354 | Terminal strip, (x2) | 2.31
0020096355 | Foot, (kit of 2) incl. screws | 21.44
0020096356 | Screw, M10, nut, bush | 3.87
0020096357 | Clip (incl. screw) | 14.52
0020096358 | Terminal strip, (kit of 2) | 3.05
0020096359 | Foot (kit of 2), incl. screws | 29.04
0020096360 | Bolt, nut, bush | 6.89
0020096361 | Cover white | 16.69
0020096362 | Cover brown | 16.69
0020096366 | Collector SCV 2.3 | 108.56
0020096367 | Sensor | 94.99
0020096368 | Connection, cold water | 23.2
0020096369 | Button, white, kit of 3 | 19.54
0020096370 | Button, gray, kit of 3 | 19.54
0020096371 | Button, brown, (kit of 3) | 19.54
0020096372 | Button, brown | 8.41
0020096373 | Button, gray | 8.41
0020096374 | Button, white | 9.94
0020096375 | Tube | 15.33
0020096376 | Swivelling spout, brown | 41.25
0020096377 | Swivelling spout, white | 41.25
0020096378 | Casing | 122.13
0020096380 | Collector | 956.69
0020096381 | Clip (PK4) | 10.48
0020096382 | Compression fitting | 29.04
0020096383 | Plug | 15.33
0020096384 | Hose | 35.42
0020096385 | O-ring, (x10) | 29.04
0020096386 | Heat exchanger | 1145.31
0020096388 | Heat exchanger 3HR (assembly) | 1145.31
0020096390 | Heat exchanger 4HR (assembly) | 841.34
0020096480 | FRONT RIGHT COVER | 38.54
0020096481 | FRONT RIGHT COVER | 64.32
0020096488 | GRILLE | 64.32
0020096489 | CENTRAL DIVISOR | 26.19
0020096492 | FAN'S SUPPORT | 64.32
0020096493 | RIGHT HANDLE | 47.22
0020096499 | RIGHT HANDLE | 47.22
0020096500 | HANDLE | 47.22
0020096502 | TRASFORMATORE | 82.78
0020096503 | SONDA TEMPERATURA | 55.09
0020096513 | TERMINAL BLOCK | 12.21
0020096518 | COIL | 283.61
0020096522 | PCB | 449.17
0020096524 | ELECTRONIC EXPANSION VALVE | 77.35
0020097013 | Gasket, heat exchanger (kit) | 4.58
0020097014 | Gasket, heat exchanger (kit) | 15.33
0020097015 | Gasket, heat exchanger (kit) | 15.33
0020097016 | Gasket, heat exchanger (kit) | 14.52
0020097179 | Heat exchanger - DHW | 69.21
0020097181 | Heat exchanger DHW, 18 plates | 82.78
0020097182 | Cover | 18.18
0020097183 | Cover | 15.33
0020097184 | Screw, (x10) | 1.9
0020097185 | Screw, (x10) | 1.53
0020097186 | O-ring, (x10) | 3.87
0020097187 | O-ring, (x10) | 4.58
0020097188 | Hinge, (x2) | 13.71
0020097189 | Hinge, kit of 2 | 13.71
0020097190 | Nut, M5-22, (x10) | 4.58
0020097191 | Nut, M5-22, (x10) | 4.58
0020097192 | Screw, M5x33, (x10) | 1.53
0020097193 | Screw, M5x33, (x10) | 3.87
0020097194 | Filter | 3.05
0020097195 | Filter | 3.05
0020097197 | Clip, (x10) | 3.05
0020097198 | Adapter, sensor, (x10) | 59.44
0020097199 | Adapter, sensor, (x10) | 59.44
0020097201 | Clip, (x10) | 6.89
0020097202 | O-ring, (x10) | 2.9
0020097203 | O-ring, (x10) | 2.31
0020097205 | Hydraulic block, Din outlet | 90.92
0020097207 | Sensor flow | 31.65
0020097208 | Hydraulic block pump | 297.18
0020097209 | Plug | 8.41
0020097210 | Plug | 8.41
0020097211 | Plug, flow sensor | 9.16
0020097212 | Plug, pressure sensor | 9.16
0020097214 | Diverter valve 3 way | 46.74
0020097216 | Motor pump | 200.26
0020097217 | Hydraulic block pump | 297.18
0020097218 | Hydraulic block pump | 297.18
0020097220 | Motor pump | 202.19
0020097221 | Valve for 3WV | 9.94
0020097222 | Valve for 3WV | 12.49
0020097223 | O-ring, (x10) | 1.9
0020097224 | O-ring, (x10) | 2.68
0020097225 | O-ring, (x10) | 2.31
0020097226 | O-ring, (x10) | 3.87
0020097227 | Screw, (x10) | 1.9
0020097228 | Screw, (x10) | 1.9
0020097231 | Valve for 3WV, dummy | 9.16
0020097232 | Filter, flow sensor, (x10) | 35.42
0020097234 | O-ring, (x10) | 2.9
0020097235 | Nut, (x6) | 31.75
0020097236 | Side panel | 77.35
0020097237 | Insulation, side panel | 7.63
0020097238 | Gasket panel | 23.2
0020097239 | Casing front | 86.85
0020097241 | Front Panel | 101.78
0020097242 | Hydraulic block pump | 297.18
0020097243 | Gasket panel | 26.19
0020097244 | Gasket | 6.89
0020097245 | Name badge, AWB, (x5) | 7.63
0020097247 | Brand name HE (x5) | 6.89
0020097250 | Screw, (x10) | 1.9
0020097252 | Gasket, (x5) | 6.89
0020097253 | Gasket, (x10) | 3.05
0020097254 | Gasket, (x10) | 5.36
0020097255 | Plug, (x10) | 5.36
0020097256 | Washer bag + limiter 12L | 4.58
0020097257 | Plug, (x5) | 3.87
0020097258 | Cap | 9.94
0020097260 | Electrical conduit, (x5) | 1.9
0020097261 | Support heat exchanger, kit of 2 | 13.71
0020097262 | Support heat exchanger, kit of 2 | 15.33
0020097263 | Support heat exchanger, kit of 2 | 16.69
0020097264 | Screw, (x10) | 1.9
0020097265 | Heat exchanger, 25 kW | 544.16
0020097266 | Heat exchanger, 30 kW | 689.36
0020097267 | Heat exchanger, 35 kW | 607.94
0020097268 | Pipe - Air inlet | 23.2
0020097269 | Air inlet duct | 23.2
0020097270 | Air inlet duct | 23.2
0020097271 | Air inlet duct | 29.04
0020097272 | Burner | 38.54
0020097273 | Burner | 59.44
0020097274 | Burner | 82.78
0020097275 | By-pass pipe | 35.42
0020097276 | Burner flange | 82.78
0020097278 | Gas section | 160.13
0020097279 | Gas valve | 175.05
0020097280 | Gas section | 137.06
0020097283 | Cable, power cord | 12.99
0020097284 | Strap, (x5) | 3.05
0020097285 | Plastic control box cover | 7.63
0020097292 | Control panel | 35.42
0020097294 | Cable | 8.41
0020097297 | Cable tree (harness) | 4.58
0020097300 | Sensor cable | 9.16
0020097301 | Screw, (x75) | 4.58
0020097302 | Plug, 2 wires, (x5) | 8.41
0020097303 | Plug 5 wires | 3.05
0020097304 | Plug, 6 wires, (x5) | 26.19
0020097305 | Tube expansion vessel heating | 7.63
0020097306 | Sealing ring, (x10) | 1.9
0020097308 | Pipe, heat exchanger / 3-way-valve | 8.41
0020097309 | Pipe, heat exchanger / 3-way-valve | 8.41
0020097310 | Pipe, heat exchanger inferior | 15.33
0020097311 | Pipe, gas connection | 13.71
0020097312 | Pipe, gas connection | 12.99
0020097313 | Pipe, gas connection | 11.47
0020097314 | Pipe bag | 31.75
0020097315 | tube | 6.89
0020097317 | Gasket, (x10) | 5.36
0020097318 | Bracket, (x10) | 15.33
0020097322 | Non-return valve | 9.16
0020097324 | Filling loop | 23.2
0020097325 | Tube | 26.19
0020097326 | Support-plastic lower | 5.36
0020097327 | Support-plastic upper | 5.36
0020097328 | Expansion vessel | 77.35
0020097329 | Flow limiter, 10 L, (x10) | 26.19
0020097330 | Flow limiter, 6 L, (x10) | 29.04
0020097333 | Compression ring, (x10) | 4.58
0020097335 | Plug, (x5) | 8.41
0020097336 | Tap drain piece | 3.33
0020097337 | Hose | 6.89
0020097338 | Tube of purging | 3.05
0020097339 | Connection kit | 59.44
0020097340 | Siphon assembly | 21.44
0020097341 | Casing front | 82.78
0020097343 | Gasket panel | 8.41
0020097344 | Gasket control panel | 4.58
0020097345 | Brand name | 14.52
0020097346 | HYDRAULIC PLATE | 59.44
0020097347 | Gasket, (x5) | 3.05
0020097348 | Grommet, (x10) | 7.63
0020097349 | Plug, (x5) | 5.36
0020097350 | Diverter valve | 480.38
0020097351 | Cable | 18.18
0020097352 | Plug, (x5) | 8.41
0020097353 | Control box assembled | 1492.7
0020097355 | Support heat exchanger | 16.69
0020097356 | Heat exchanger | 763.99
0020097357 | Air inlet pipe | 26.19
0020097358 | Air inlet pipe | 35.42
0020097360 | Gas section | 160.13
0020097361 | Venturi | 94.99
0020097362 | Gas connection tube | 19.54
0020097363 | Injector | 12.99
0020097364 | O-Ring (x10) | 9.16
0020097365 | Cap | 12.21
0020097366 | Clip, (x10) | 10.72
0020097367 | Wiring harness | 94.99
0020097368 | Wiring harness | 47.22
0020097369 | Control panel | 35.42
0020097371 | Switch, on/off, (x5) | 8.41
0020097373 | Plug 2 wires (x5) | 9.94
0020097374 | Tube expansion vessel heating | 6.07
0020097376 | Heat exchanger/3WV pipe | 23.2
0020097377 | Heat exchanger/3WV pipe | 8.41
0020097378 | Heat exchanger/3WV pipe | 8.41
0020097379 | Heat exchanger pipe inferior | 15.33
0020097380 | Gas connection tube | 19.54
0020097381 | Gas connection tube | 12.21
0020097382 | Gas connection tube | 12.99
0020097383 | Gas connection tube | 11.47
0020097384 | Gas connection tube | 12.21
0020097385 | tube | 6.89
0020097387 | Tube | 38.54
0020097388 | plastic support | 5.36
0020097389 | plastic support | 5.36
0020097391 | Hanging bracket | 11.98
0020097392 | Tap drain piece | 2.68
0020097393 | Hose | 6.89
0020097394 | Pipe bag | 29.04
0020097395 | Pipe bag | 145.2
0020097396 | Fan | 202.19
0020097397 | Siphon assembly | 19.54
0020097398 | Plug 5 wires | 7.63
0020097400 | Printed circuit | 175.05
0020097401 | Interface card | 55.09
0020097404 | Antenna | 50.48
0020097405 | Front panel | 69.21
0020097406 | Door | 31.75
0020097954 | Non-return valve | 4.58
0020097955 | Hose | 16.69
0020097956 | O-ring, (x10) | 1.15
0020097957 | Clip, (x10) | 11.47
0020097960 | Wiring harness | 29.04
0020097961 | Control box | 77.35
0020097962 | Printed circuit | 207.06
0020097963 | Cover | 6.89
0020097978 | Harness, supply | 11.41
0020097979 | Instrument panel | 11.47
0020097980 | Interface card | 53.84
0020097981 | Manifold - 1,20 | 35.42
0020097982 | Manifold - 1,30 | 55.09
0020097983 | Support ignitor | 1.53
0020097984 | Ignitor harness | 11.41
0020097985 | Tube | 1.15
0020097986 | Tube | 11.47
0020097987 | Tube | 11.47
0020097988 | Support gas valve | 2.68
0020097989 | Gas Tube | 11.47
0020097990 | Gas pipe | 8.41
0020097992 | Side panel | 47.22
0020097994 | Front panel | 50.48
0020097995 | Insulation plate | 4.58
0020097996 | Connection kit | 10.72
0020097997 | Washer side panel | 3.87
0020097999 | Support | 3.05
0020098000 | Wiring harness | 31.75
0020098001 | Combustion chamber rear plate | 35.42
0020098002 | Fan | 41.25
0020098003 | Flue gas restrictor, D39 | 3.87
0020098004 | Flue duct collector | 26.19
0020098005 | Combustion chamber, cover 20kW | 16.69
0020098006 | Front panel, combustion chamber | 82.78
0020098007 | Manifold - 1,20 | 101.78
0020098009 | Tube | 9.94
0020098010 | Tube | 11.41
0020098011 | Gas Tube | 6.07
0020098012 | Wiring harness | 9.16
0020098013 | Manifold - 1,30 | 55.09
0020098014 | insulation combustion chamber | 26.19
0020098015 | Burner | 31.75
0020098016 | Plug | 9.94
0020098017 | Plug | 3.05
0020098146 | UNITS BASE | 55.09
0020098147 | UNITS BASE | 55.09
0020098148 | RIGHT SIDE COVER | 64.32
0020098149 | RADIATOR | 55.09
0020098151 | ELECTRONIC CONTROL BOX | 35.42
0020098152 | INSTALL. PLATE FOR ELECTRONIC PARTS | 38.54
0020098154 | TOP COVER | 44.24
0020098155 | TOP COVER | 50.48
0020098156 | TERMINAL BLOCK | 7.63
0020098157 | TERMINAL BLOCK | 9.94
0020098158 | FAN MOTOR | 202.19
0020098159 | FAN | 94.99
0020098160 | FAN SUPPORT | 55.09
0020098161 | FAN SUPPORT | 64.32
0020098162 | COIL | 392.17
0020098163 | COIL | 689.36
0020098164 | GAS SERVICE VALVE | 38.54
0020098166 | Printed circuit board, main + chip | 297.18
0020098167 | PCB, main | 572.65
0020098168 | PCB, main | 223.91
0020098191 | INVERTER MODULE | 268.69
0020098193 | PCB | 325.68
0020098253 | Expansion vessel 7L | 94.99
0020098254 | Seal | 1.9
0020098255 | Instrument panel | 29.04
0020098256 | Plug, 3 wires, (x5) | 9.16
0020098257 | Front panel, SP | 86.85
0020098258 | Wiring harness | 26.19
0020098259 | Interface card | 62.12
0020098260 | Low pressure chamber front panel | 55.09
0020098262 | Hose | 26.19
0020098269 | Screw | 0.81
0020098297 | Sealing ring | 3.87
0020098310 | Grommet for pipe, (x10) | 6.89
0020098321 | Gasket, (x10 ) | 2.68
0020098332 | Heating rod | 12.21
0020098350 | Nut, thin, (x10) | 8.41
0020098352 | Flow sensor | 5.36
0020098357 | Filling valve | 3.05
0020098358 | Clamp | 12.21
0020098359 | Cable bushing | 0.81
0020098360 | Washer | 0.81
0020098361 | Nut M5 | 0.81
0020098397 | Resistor | 1.15
0020098399 | Nut M4 | 0.81
0020098404 | Tube | 0.81
0020098418 | Wall plug, (x10) | 0.81
0020098419 | Main hearth connector | 0.81
0020098423 | Washer | 0.81
0020098424 | Bolt | 0.81
0020098425 | Strain relief | 0.81
0020098426 | Cap | 0.81
0020098427 | Condenser | 253.76
0020098428 | Tube PVC | 6.89
0020098429 | Gasket Ø280 | 14.52
0020098430 | Bolt | 0.81
0020098432 | Cable bushing | 0.81
0020098433 | Sealing ring WT 1,2 pk5 | 1.53
0020098434 | Washer | 0.81
0020098435 | Nut | 0.81
0020098436 | Switch | 1.15
0020098453 | Wiring harness | 26.19
0020098454 | Control box | 153.34
0020098455 | Cover | 38.54
0020098456 | Support ignitor | 1.9
0020098457 | Ignitor harness | 6.07
0020098458 | Tube | 1.53
0020098459 | Support gas valve | 2.31
0020098460 | Gas Tube | 9.94
0020098461 | Flame Tube | 7.63
0020098462 | Insulation plate | 3.05
0020098463 | Plug | 2.68
0020098464 | Side panel, SP | 41.25
0020098465 | Instrument panel | 10.72
0020098466 | Printed circuit | 175.05
0020098467 | Low pressure chamber front panel | 55.09
0020098468 | Combustion chamber rear plate | 29.04
0020098469 | Burner support - left | 3.87
0020098470 | Burner support - right | 3.87
0020098471 | Draft diverter 12kW | 44.24
0020098472 | Latch | 5.36
0020098473 | Bracket hinge | 7.63
0020098474 | Low pressure chamber front panel | 9.16
0020098475 | Manifold - 1,25 | 35.42
0020098476 | Burner 12kW | 38.54
0020098477 | Tube | 11.47
0020098478 | Tube | 15.33
0020098479 | Grommet | 1.9
0020098480 | Flue gas 12kW | 26.19
0020098481 | Wiring harness | 29.04
0020098482 | Fan cable | 8.41
0020098483 | Connection kit (system C) | 7.63
0020098484 | Connection kit (system F) | 9.16
0020098485 | Combustion chamber rear plate | 26.19
0020098486 | Manifold - 1,25 | 31.75
0020098487 | Manifold - 1,35 | 31.75
0020098488 | Burner 12kW | 31.75
0020098489 | Tube | 11.47
0020098490 | Tube | 13.71
0020098491 | Gas pipe | 9.94
0020098494 | Fan cable | 9.16
0020098495 | Connection kit (system F) | 12.21
0020098497 | Support plate | 29.04
0020098498 | Heating tap | 44.24
0020098499 | Cold water tap | 47.22
0020098500 | Connection, hot water | 26.19
0020098501 | Gas cock | 55.09
0020098502 | Seal kit and flow limitor 8L | 5.36
0020098666 | REAR COVER | 44.24
0020098668 | REAR COVER | 77.35
0020098669 | COIL | 175.05
0020098670 | COIL | 238.83
0020098673 | DRAIN PAN | 50.48
0020098675 | ELECTRONIC CONTROL BOX | 19.54
0020098676 | ELECTRONIC CONTROL BOX | 26.19
0020098677 | Plate, installation | 13.71
0020098679 | INSTALLATION PLATE | 31.75
0020098680 | Printed circuit board | 153.34
0020098681 | Printed circuit board | 160.13
0020098682 | PCB | 160.13
0020098683 | PCB | 223.91
0020098684 | DISCHARGE SENSOR | 35.42
0020098685 | Sensor, coil | 21.44
0020098686 | Filter, air | 15.33
0020098687 | FILTER | 31.75
0020098690 | AIR SWING MOTOR | 35.42
0020098691 | AIR SWING MOTOR | 47.22
0020098693 | FRONT COVER | 44.24
0020098694 | FRONT COVER | 50.48
0020098699 | TRANSFORMER | 38.54
0020098700 | Fan, tangential | 35.42
0020098701 | Fan, tangential | 64.32
0020098702 | FAN MOTOR SUPPORT | 23.2
0020098704 | Receiver | 55.09
0020098707 | FILTER | 38.54
0020098717 | Button | 0.81
0020098718 | Extension | 0.81
0020098719 | Screw | 0.81
0020098720 | Control panel film layer, SD | 0.81
0020098721 | Panel | 2.68
0020098722 | Thermostat | 55.09
0020098723 | Electronics | 145.2
0020098724 | Screw | 0.81
0020098725 | Clip | 0.81
0020098726 | Support | 0.81
0020098727 | Screw | 0.81
0020098728 | Terminal strip | 94.99
0020098729 | Wiring harness | 122.13
0020098730 | Cover | 59.44
0020098731 | Condensate drain | 41.25
0020098732 | Cord | 4.58
0020098733 | Support | 1.15
0020098734 | Fan | 175.05
0020098735 | Bolt M8x20 | 0.81
0020098736 | Cable 520MM Heat pump | 1.15
0020098737 | Evaporator 230/300L | 160.13
0020098738 | Panel | 2.68
0020098739 | Pressure safeguard | 64.32
0020098740 | Terminal strip | 4.58
0020098741 | Filter | 55.09
0020098742 | Pressure valve | 82.78
0020098743 | Compressor | 544.16
0020098744 | Lock washer | 0.81
0020098745 | Panel | 2.68
0020098746 | Insulation | 1.9
0020098747 | Frame | 41.25
0020098748 | Insulation | 1.15
0020098749 | Cover | 14.52
0020098750 | Screw connection | 3.05
0020098751 | Washer 10,5 | 0.81
0020098752 | Bolt M10x50 | 0.81
0020098753 | Storage | 0.81
0020098754 | Anode | 26.19
0020098755 | Heating element | 35.42
0020098756 | Bolt M8x25 | 0.81
0020098757 | Sleeve | 7.63
0020098758 | Nipple 3/4 | 1.9
0020098760 | Screw | 0.81
0020098761 | Support | 0.81
0020098762 | insulation Ring cover | 3.05
0020098763 | Ring cover | 18.18
0020098764 | Thermometer | 5.36
0020098765 | Insulation | 145.2
0020098766 | Hose 2m | 0.81
0020098767 | Pipe condenser 12x1,8 | 6.89
0020098768 | Heat exchanger | 153.34
0020098896 | Sensor, temperature | 21.44
0020098904 | FAN NOZZLE | 69.21
0020098906 | MOTOR | 283.61
0020098919 | PCB set | 449.17
0020098920 | Inverter module | 544.16
0020098921 | RADIATOR | 77.35
0020098933 | COMPRESSOR | 689.36
0020098993 | Screw, (x6) | 1.15
0020098994 | Nut | 0.81
0020098995 | Resistor 2 kW | 14.52
0020098996 | Resistor 3 kW | 31.75
0020098997 | Seal | 1.53
0020098998 | Flange | 3.05
0020098999 | Flange | 2.68
0020099000 | anode seal | 3.87
0020099001 | Nut, M6, (x10) | 0.81
0020099003 | Thermostat fixing | 0.81
0020099005 | Double thermostat | 29.04
0020099006 | Nut M8 | 0.81
0020099008 | Cable holder | 0.81
0020099009 | Cover | 5.36
0020099010 | Washer, (x10) | 0.81
0020099011 | Anode 150 | 12.99
0020099012 | Anode 250 | 21.44
0020099013 | Cap | 0.81
0020099014 | Ring protection red 1/2 | 0.81
0020099015 | Ring protection blue 1/2 | 0.81
0020099016 | Ring protection red 3/4 | 0.81
0020099017 | Ring protection blue 3/4 | 0.81
0020099019 | Plastic seal | 0.81
0020099020 | Cap | 1.9
0020099021 | Ventilation cap | 1.53
0020099022 | Seal | 0.81
0020099023 | Nipple | 1.15
0020099024 | Rivet | 0.81
0020099034 | Storage 150 | 1527.98
0020099036 | Clamp | 0.81
0020099038 | Cross frame 150 | 2.68
0020099039 | Frame | 1.53
0020099041 | External upright frame | 6.89
0020099042 | Internal upright frame | 6.07
0020099043 | Clamp | 0.81
0020099044 | Bottom Spacer | 0.81
0020099045 | Tank fixing | 0.81
0020099046 | Storage support | 4.58
0020099048 | Upper Spacer | 0.81
0020099050 | Roof bottom frame 150 | 10.72
0020099051 | Roof bottom frame 250 | 26.19
0020099052 | Latch | 9.16
0020099054 | Screw | 0.81
0020099055 | Bolt M12x110 | 1.15
0020099056 | Bolt M10x25 DIN 933 | 0.81
0020099058 | Washer M10 DIN 125 | 0.81
0020099059 | Bolt M8x20 DIN 933 | 0.81
0020099060 | Bolt M8x65 DIN 931 | 0.81
0020099061 | Nut M8 DIN 934 | 0.81
0020099063 | Washer M8 DIN 127 | 0.81
0020099064 | Connection elbow | 6.89
0020099065 | Connection | 9.94
0020099066 | Nipple 1/2 | 1.15
0020099067 | Nipple 3/4 | 1.9
0020099068 | Connection 3/4x3/4 | 4.58
0020099070 | Washer, B8, (x10) | 0.81
0020099071 | Valves 1/2 | 9.16
0020099072 | Gasket | 2.31
0020099073 | Pressure relief valve 3.5 bar | 8.41
0020099074 | Pressure relief valve 6 bar | 7.63
0020099075 | Pressure regulator | 26.19
0020099076 | Flexible pipe 316L | 7.63
0020099077 | Flexible pipe 316L | 7.63
0020099078 | Flexible pipe 316L | 7.63
0020099079 | Cross frame 250 | 3.87
0020099080 | Bolt M8x70 DIN 931 | 0.81
0020099082 | Automatic de-aerator | 82.78
0020099083 | Expansion vessel, open expansion tank | 11.47
0020099084 | Nipple | 3.05
0020099085 | Valves | 10.72
0020099087 | Solar fluid 5LT | 55.09
0020099090 | Screw M4 | 0.81
0020099092 | Screw 4.2x9.5 | 0.81
0020099093 | Screw, 4,2 x 7 | 1.15
0020099094 | Screw | 0.81
0020099095 | Screw, M 4x12, (x10) | 0.81
0020099096 | Screw, M 4x8, (x10) | 0.81
0020099097 | Screw M2.5x10 | 0.81
0020099099 | Screw, M3x10 | 1.15
0020099101 | Washer | 0.81
0020099102 | Seal, (x10) | 1.15
0020099104 | Seal, 3/4, (x10) | 3.05
0020099105 | Seal, (x10) | 1.53
0020099106 | Seal, (x10) | 1.53
0020099108 | Seal, (x10) | 1.9
0020099109 | O-ring, (x10) | 0.81
0020099110 | O-ring, (x10) | 1.9
0020099111 | Seal, (x10) | 1.53
0020099112 | Seal, (x5) | 1.53
0020099113 | Seal, (x10) | 2.31
0020099114 | O-ring, (x10) | 0.81
0020099115 | O-ring, (x10) | 0.81
0020099116 | Sealing ring, (x10 ) | 1.53
0020099117 | O-ring, (x10) | 0.81
0020099118 | O-Ring | 0.81
0020099119 | Axis, (x5) | 3.05
0020099120 | Ring | 0.81
0020099121 | Ring, (x10) | 1.15
0020099122 | Spring, (x10) | 0.81
0020099123 | Spring, (x10) | 1.53
0020099124 | Spring | 0.81
0020099125 | Clip, (x10) | 0.81
0020099126 | Cam | 1.53
0020099127 | Cover | 0.81
0020099128 | Gas knob | 0.81
0020099129 | Temperature knob | 0.81
0020099132 | Control panel | 2.31
0020099133 | Filter, (x10) | 3.05
0020099134 | Filter, gas | 0.81
0020099135 | Screw compression | 0.81
0020099136 | Hosepipe end | 4.58
0020099138 | Sealing ring | 0.81
0020099140 | Injector (0,27) | 0.81
0020099141 | Injector, G20, 0,34, (x10) | 3.05
0020099142 | Diaphragm, (x10) | 6.07
0020099143 | Seal, (x10) | 6.89
0020099144 | Nut | 1.15
0020099145 | Bush | 0.81
0020099146 | Temperature knob | 2.31
0020099147 | Bypass Connection | 0.81
0020099148 | Control shaft | 1.9
0020099151 | Top cover | 4.58
0020099152 | Hook | 0.81
0020099153 | Wall seal | 0.81
0020099154 | Pilot pipe | 0.81
0020099155 | Hose, 3/4, (x2) | 16.69
0020099158 | Connection pipe | 9.16
0020099161 | Support- L | 3.87
0020099162 | Draft diverter | 21.44
0020099163 | Rear panel | 6.89
0020099165 | Connection box | 1.53
0020099167 | Connection sheet | 1.53
0020099169 | Switch | 2.31
0020099170 | Battery box | 5.36
0020099172 | Pressure valve | 29.04
0020099173 | Cable | 3.87
0020099174 | Cable | 2.31
0020099175 | Cable | 0.81
0020099176 | Cable | 1.15
0020099177 | Pilot burner | 5.36
0020099178 | Ball, (x10) | 0.81
0020099179 | Venturi | 3.87
0020099180 | Valve regulation G30 | 2.31
0020099181 | Valve G30 | 2.31
0020099183 | Bush | 0.81
0020099184 | Control shaft | 1.15
0020099185 | Cover | 5.36
0020099186 | Diagphragm plate, (x5) | 26.19
0020099187 | Drain screw | 3.05
0020099188 | Valve regulation G20 | 2.31
0020099189 | Water valve | 59.44
0020099190 | Burner manifold G30 | 26.19
0020099191 | Burner manifold G20 | 23.2
0020099192 | Valve G20 | 2.31
0020099195 | Flow switch | 21.44
0020099206 | Bypass | 2.31
0020099208 | Bypass group + Pin, (x10) | 38.54
0020099212 | Control | 3.87
0020099224 | Screw, (x10) | 0.81
0020099226 | Seal, 1/2, (x10) | 1.15
0020099232 | Control box | 6.07
0020099233 | CRANKCASE HEATER | 82.78
0020099256 | Cam for white knob, (x10) | 1.53
0020099257 | Control panel | 4.58
0020099265 | Gasket | 2.68
0020099266 | Joint foams 505x15x6 MM | 1.53
0020099287 | Flue gas collector, 11 LT | 12.99
0020099288 | Front casing | 15.33
0020099289 | Gas valve | 77.35
0020099290 | Fan | 55.09
0020099295 | Temperature sensor | 3.87
0020099300 | Cable | 0.81
0020099302 | Flow switch | 18.18
0020099308 | Magnet axis PK5 | 2.68
0020099309 | Ring, (x10) | 0.81
0020099310 | Spring | 0.81
0020099311 | Spring | 1.15
0020099312 | Spring, (x10) | 0.81
0020099313 | Spring | 1.15
0020099319 | Control shaft, (x10) | 31.75
0020099320 | Sealing ring, (x5) | 2.68
0020099322 | Gas valve plug | 2.68
0020099324 | Spring | 1.15
0020099325 | Nut | 2.31
0020099332 | Igniter | 12.21
0020099333 | Cap | 0.81
0020099334 | Battery | 1.15
0020099409 | Conversion set | 15.33
0020099480 | Connection | 3.05
0020099824 | GRILLE | 64.32
0020099825 | Cover plate, fan | 64.32
0020099826 | RIGHT SIDE COVER | 69.21
0020099827 | TOP COVER | 64.32
0020099828 | LEFT PANEL | 69.21
0020099829 | FRONT RIGHT COVER | 64.32
0020099832 | FAN'S SUPPORT | 64.32
0020099833 | VALVE COVER | 38.54
0020099837 | Sensor, discharge | 64.32
0020099840 | RADIATOR | 115.35
0020099842 | Sensor, discharge | 59.44
0020099843 | COMPRESSOR CAPACITOR | 47.22
0020099847 | FAN MOTOR | 202.19
0020099849 | CARTER RESISTANCE | 86.85
0020099850 | Compressor | 514.3
0020099851 | COIL | 449.17
0020099852 | Expansion valve, electronic | 94.99
0020099853 | Coil, electronic expansion valve | 64.32
0020099855 | Valve, service | 47.22
0020099856 | 4-Way Valve | 86.85
0020099858 | REACTOR | 153.34
0020099859 | REACTOR | 153.34
0020099860 | REACTANCE (R2503) | 94.99
0020099869 | Electronics, inverter module | 650
0020099870 | RADIATOR | 115.35
0020099871 | Capacitor, Compressor | 50.48
0020099872 | COMPRESSOR | 724.64
0020099874 | PCB | 689.36
0020099875 | REACTANCE | 59.44
0020100058 | Front panel | 544.16
0020100059 | Hide under plate of connection | 47.22
0020100060 | Screw (x10) | 12.99
0020100061 | Support Heat Exchanger | 38.54
0020100062 | Inlet pipe DIN | 31.75
0020100063 | Pump | 253.76
0020100064 | Tank | 689.36
0020100065 | Tank | 689.36
0020100066 | Insulation | 47.22
0020100067 | O Ring | 2.68
0020100068 | Resistance | 1070.67
0020100069 | Relay | 130.27
0020100070 | Cable tree main lines | 12.21
0020100071 | Relay contacto (x10) | 21.44
0020100072 | Cap | 23.2
0020100073 | Printed circuit | 268.69
0020100075 | Hose | 8.41
0020100076 | By Pass | 29.04
0020100077 | Pipe inlet tank | 29.04
0020100078 | Outlet pipe | 41.25
0020100079 | Pipe heat exchanger / PAC | 26.19
0020100080 | Pipe heat exchanger / tap | 10.72
0020100081 | Pipe tap / glycol | 12.21
0020100082 | Pipe, pump / heat exchanger | 29.04
0020100083 | Pipe | 31.75
0020100084 | Pipe heat exchanger glycol | 31.75
0020100085 | Pipe, glycol | 11.47
0020100086 | Pipe oulet tank | 26.19
0020100087 | Pipe inlet tank | 18.18
0020100088 | Pipe oulet tank | 18.18
0020100089 | Filter | 130.27
0020100090 | Tube connection | 69.21
0020100091 | Filter | 160.13
0020100092 | Hose | 44.24
0020100093 | Non-return valve | 59.44
0020100094 | Bush | 59.44
0020100095 | Outlet pipe DIN | 26.19
0020100096 | Bush 1/2 | 9.16
0020100097 | Cover | 18.18
0020100443 | GRILLE | 50.48
0020100444 | FAN NOZZLE | 69.21
0020100446 | TOP COVER | 64.32
0020100448 | FRONT RIGHT COVER | 64.32
0020100449 | REAR GRILLE | 44.24
0020100451 | FAN'S SUPPORT | 69.21
0020100459 | RADIATOR | 77.35
0020100460 | CARTER RESITANCE | 69.21
0020100461 | Electronics, inverter module | 392.17
0020100462 | COIL SENSOR | 47.22
0020100464 | COMPRESSOR S CONDENSER | 50.48
0020100469 | MOTOR | 223.91
0020100470 | FAN | 86.85
0020100471 | ACCUMULATOR | 130.27
0020100472 | COMPRESSOR | 514.3
0020100473 | COIL | 419.31
0020100474 | PIPING | 392.17
0020100477 | LIQUID SERVICE VALVE | 41.25
0020100479 | 4-WAYS VALVE | 86.85
0020100480 | Printed circuit board | 449.17
0020100481 | REACTANCE (R1815) | 153.34
0020100780 | REAR COVER | 44.24
0020100782 | Heat exchanger, coil | 175.05
0020100785 | Plate, installation | 13.71
0020100786 | Printed circuit board | 153.34
0020100789 | Sensor, coil | 31.75
0020100790 | Filter, air | 23.2
0020100791 | Remote control | 50.48
0020100793 | Motor, fan | 82.78
0020100794 | FRONT COVER | 35.42
0020100795 | FRONT SHEET | 41.25
0020100796 | Transformer | 26.19
0020100797 | Fan, tangential | 35.42
0020100798 | TERMINAL BLOCK | 7.63
0020100800 | Drain tube | 15.33
0020100801 | Receiver | 59.44
0020100813 | Handle, gas cock G1/2 | 3.87
0020100814 | Non-return valve | 19.54
0020100816 | Flexible tube 350 mm | 35.42
0020100818 | Tube, heating water (not nickel-plated) | 15.33
0020100819 | Tube, gas (not nickel-plated) | 11.47
0020100820 | Tube, service water (not nickel-plated) | 11.47
0020100821 | Screw connection G 1/2, 15 mm | 8.41
0020100822 | Non-return valve | 21.44
0020100823 | Tap, stopcock left | 35.42
0020100824 | Tap, stopcock right | 35.42
0020100825 | Tube, gas | 13.71
0020100826 | Valve, hot water | 19.54
0020100828 | Flexible tube | 55.09
0020100829 | Tube, gas connection | 44.24
0020100830 | Limiter, high temperature 7.5l/min | 11.47
0020100858 | Printed circuit board | 360.96
0020100875 | COIL | 238.83
0020100876 | Shell, drain | 50.48
0020100878 | INSTALLATION PLATE | 13.71
0020100879 | Printed circuit board | 160.13
0020100880 | Filter, air | 26.19
0020100881 | Motor, Air | 31.75
0020100882 | Motor | 108.56
0020100883 | FRONT COVER | 137.06
0020100884 | Transformer | 38.54
0020100885 | Fan, tangential | 94.99
0020100886 | FAN MOTOR SUPPORT | 23.2
0020100888 | REAR COVER | 77.35
0020100891 | ELECTRONIC CONTROL BOX | 26.19
0020100892 | INSTALLATION PLATE | 31.75
0020100893 | PCB SET | 223.91
0020100894 | Sensor, discharge | 35.42
0020100895 | Sensor, coil | 35.42
0020100896 | FILTER | 38.54
0020100897 | 0020098688FILTER | 19.54
0020100898 | AIR SWING MOTOR | 47.22
0020100899 | MOTOR | 130.27
0020100900 | Cover, front | 31.75
0020100901 | REMOTE CONTROL'S HANGER | 0.81
0020100902 | Fan, tangential | 64.32
0020100903 | FAN MOTOR SUPPORT | 31.75
0020100958 | Cover plate, front | 69.21
0020100960 | VALVE COVER | 9.94
0020100961 | Grille | 50.48
0020100963 | CENTRAL DIVISOR | 38.54
0020100966 | LEFT HANDLE | 35.42
0020100967 | UNITS BASE | 55.09
0020100970 | RIGHT SIDE COVER | 44.24
0020100972 | ELECTRONIC CONTROL BOX | 38.54
0020100973 | Sensor, discharge | 38.54
0020100976 | Cover plate, top | 50.48
0020100978 | Terminal block | 9.94
0020100979 | Motor, fan | 153.34
0020100981 | FAN SUPPORT | 38.54
0020100982 | Compressor | 449.17
0020100983 | COIL | 392.17
0020100985 | GAS SERVICE VALVE | 26.19
0020100989 | CENTRAL DIVISOR | 59.44
0020100990 | UNITS BASE | 55.09
0020100991 | Sensor, temperature | 50.48
0020100992 | RADIATOR | 55.09
0020100993 | FAN SUPPORT | 38.54
0020100995 | COIL | 253.76
0020100996 | Valve, gas service | 26.19
0020100998 | Printed circuit board, main + chip outdo | 480.38
0020101115 | RIGHT SIDE COVER | 64.32
0020101119 | COMPRESSOR'S CONDENSER | 59.44
0020101120 | TERMINAL BLOCK | 9.94
0020101121 | FAN MOTOR | 202.19
0020101122 | Fan propeller | 90.92
0020101123 | FAN SUPPORT | 64.32
0020101124 | COIL | 514.3
0020101125 | GAS SERVICE VALVE | 47.22
0020101126 | PCB, main | 572.65
0020101506 | Seal, front panel | 6.07
0020101509 | Front cover, Combustion chamber | 13.71
0020101510 | Hose | 29.04
0020101511 | Insulation kit | 29.04
0020101513 | Support ignitor | 7.63
0020101514 | Manifold - 1,20 | 41.25
0020101515 | Manifold - 1,30 | 59.44
0020101516 | Ignitor harness | 11.47
0020101517 | Gas Tube | 18.18
0020101518 | Gas Tube | 9.16
0020101519 | Tube | 9.94
0020101520 | Tube | 11.47
0020101522 | Control box | 31.75
0020101523 | Wiring harness | 9.94
0020101524 | Connection kit 30kW | 12.21
0020101528 | Fan shaft bearing | 11.47
0020101781 | Control, UI geoTHERM /3 INT 1 | 253.76
0020101788 | Cable tree gas valve (harness) | 9.16
0020101821 | Expansion vessel | 55.09
0020101829 | Combustion chamber front / rear | 5.36
0020101830 | Combustion chamber- right | 3.87
0020101832 | Insulating panel - front | 4.58
0020101833 | Insulating panel - rear | 6.89
0020101834 | Insulating panel | 2.31
0020101835 | Hose | 4.58
0020101839 | Combustion chamber- left | 3.87
0020101843 | Screw M5x10mm | 0.81
0020101850 | Mixing valve | 18.18
0020101851 | Water tap | 18.18
0020101852 | Elbow | 9.94
0020101853 | Gas tap | 13.71
0020101854 | Pipe bag | 50.48
0020102151 | Handle, red | 59.44
0020102152 | Handle, blue | 59.44
0020102295 | COIL | 253.76
0020102296 | Panel, drain pan with lamellas | 64.32
0020102298 | FAN MOTOR | 160.13
0020102300 | PCB | 108.56
0020102302 | RIGHT PANEL | 392.17
0020102303 | DRAIN PLUG | 9.16
0020102306 | TRANSFORMER | 69.21
0020102307 | FLOAT | 35.42
0020102308 | FAN S CONDENSER | 35.42
0020102309 | COIL | 419.31
0020102358 | Expansion vessel 12L | 122.13
0020102359 | Expansion vessel 12L | 122.13
0020102425 | Base asse ventilatore | 0.81
0020102426 | FILTRO ARIA | 7.63
0020102429 | 3451829 ASA DERECHA | 1.53
0020102431 | VENTILATORE | 12.21
0020102433 | RIGHT HANDLE | 4.58
0020102434 | 3452055 SOPORTE CONEXIONES FRIGOR | 6.07
0020102437 | VENTILATORE 021/026 | 18.18
0020102439 | 3452144 ENVOLVENTE LATERAL IZQUIERD | 15.33
0020102440 | Right side cover | 23.2
0020102442 | 3452162 REJILLA TRASERA | 59.44
0020102445 | FILTRO | 23.2
0020102446 | LIQUID SERVICE VALVE | 18.18
0020102468 | GAS SERVICE VALVE | 23.2
0020102469 | Valve 4 ways | 82.78
0020102509 | CENTRAL DIVISOR | 29.04
0020102510 | RADIATOR | 55.09
0020102514 | Compressor | 689.36
0020102569 | DISCHARGE SENSOR | 10.72
0020102574 | REACTOR | 238.83
0020102589 | FRONT PANEL | 50.48
0020102596 | FRONT GRILLE | 26.19
0020102597 | FAN SUPPORT | 2.31
0020102600 | VALVE COVER | 5.36
0020102602 | FAN SUPPORT | 31.75
0020102609 | 4-Way Valve | 115.35
0020102620 | CENTRAL DIVISOR | 21.44
0020102629 | ELECTRONIC CONTROL BOX INSTALATION PLATE | 572.65
0020102635 | FAN MOTOR | 253.76
0020102641 | COIL | 153.34
0020102643 | COIL | 325.68
0020102650 | Motor | 122.13
0020102652 | RECEIVER | 31.75
0020102661 | Discharge sensor | 38.54
0020102674 | COIL | 253.76
0020102708 | REMOTE CONTROL | 21.44
0020102748 | UNITS BASE | 69.21
0020102749 | UNITS BASE | 69.21
0020102750 | RIGHT SIDE COVER | 44.24
0020102751 | RADIATOR | 23.2
0020102754 | INSTALL. PLATE FOR ELECTRONIC PARTS | 0.81
0020102756 | Top cover | 44.24
0020102762 | FAN SUPPORT | 23.2
0020102771 | REAR COVER | 55.09
0020102806 | FAN MOTOR SUPPORT | 2.68
0020102811 | FRONT GRILLE | 26.19
0020102817 | FAN NOZZLE | 90.92
0020102820 | TOP COVER | 44.24
0020102875 | Front panel | 64.32
0020102876 | Control panel | 6.07
0020102877 | Handle | 3.05
0020102878 | Extension of handle | 2.68
0020102879 | Draft diverter | 31.75
0020102880 | Heat exchanger | 253.76
0020102881 | Clip | 9.16
0020102882 | Support | 9.94
0020102883 | Burner | 41.25
0020102884 | Manifold G20 | 26.19
0020102885 | Manifold G31 | 26.19
0020102886 | Connection | 6.89
0020102887 | Gasket | 2.68
0020102888 | Gas valve G20 | 82.78
0020102889 | Gas valve G31 | 82.78
0020102890 | Water valve | 47.22
0020102891 | Screw, (x10) | 3.05
0020102892 | Electrode | 11.47
0020102893 | Flame supervision device | 55.09
0020102894 | Wiring harness | 4.58
0020102895 | Wiring harness | 3.87
0020102896 | Microswitch | 26.19
0020102897 | Gasket, (x10) | 3.87
0020102898 | Diaphragm | 15.33
0020102899 | Flow regulator | 16.69
0020102900 | Screw, (x10) | 3.05
0020102901 | Filter | 12.21
0020102902 | Connection kit | 14.52
0020102903 | Water quantity regulator | 18.18
0020102904 | O-ring, (x10) | 14.52
0020102932 | Casing | 253.76
0020102933 | Overheating thermostat | 35.42
0020102934 | Thermostat screw (x10) | 7.63
0020102935 | Wiring harness | 14.52
0020102936 | Supply harness 220V | 31.75
0020102937 | Regulation aquastat | 38.54
0020102938 | Tube inlet | 50.48
0020102939 | Tube | 35.42
0020102940 | Tube outlet | 82.78
0020102941 | Tube inlet | 55.09
0020103062 | Electronic kit | 419.31
0020103063 | Flow pipe | 35.42
0020103064 | Elbow | 18.18
0020103075 | RT 2000 MULTI | 160.13
0020103077 | CONTROLLO ELETTRONICO 086 | 238.83
0020103078 | PCB CONTROLLO CLIMA 2006 | 145.2
0020103080 | VENTILATORE | 29.04
0020103084 | HIGH PRESSURE SENSOR | 77.35
0020103092 | FAN CAPACITOR | 1.53
0020103095 | MAGNETOCALORIC 2A(FAN) | 59.44
0020103109 | FAN | 10.72
0020103117 | MODULO INVERTER | 122.13
0020103157 | FILTRO | 77.35
0020103180 | Thermostat, immersion heater | 268.69
0020103274 | COIL | 360.96
0020103277 | GRILLE | 38.54
0020103278 | FRONT PANEL ASSEMBLY | 449.17
0020103279 | Pcb | 253.76
0020103280 | Front panel | 1260.65
0020103281 | Back panel | 253.76
0020103282 | Side panel | 360.96
0020103283 | Handle | 9.16
0020103284 | Side panel | 268.69
0020103285 | Cover | 268.69
0020103286 | Screw, (x10) | 6.07
0020103287 | Dress guard | 544.16
0020103288 | Evaporator | 544.16
0020103290 | Cap, valve Schrader, (x10) | 14.52
0020103291 | Valve, Schrader | 5.36
0020103292 | Screw | 6.89
0020103293 | Tube, expansion vessel | 16.69
0020103294 | Printed card | 650
0020103295 | Wiring harness | 130.27
0020103296 | Wiring harness | 77.35
0020103297 | Heating rod | 23.2
0020103299 | Outlet pipe DIN | 26.19
0020103300 | Front panel | 449.17
0020103301 | Back panel | 145.2
0020103302 | Side panel | 202.19
0020103304 | Side panel | 253.76
0020103308 | Grille - rear | 480.38
0020103310 | Screw M5x30 + nut | 2.68
0020103312 | Evaporator | 1184.66
0020103320 | Damper | 29.04
0020103327 | Gasket control panel | 23.2
0020103328 | Hydraulic plate | 77.35
0020103342 | Expansion vessel | 94.99
0020103347 | Electric box | 26.19
0020103359 | Front panel | 360.96
0020103360 | Tap | 31.75
0020103361 | Nut 3/4 | 6.89
0020103362 | Pressure gauge | 29.04
0020103363 | Pump | 202.19
0020103365 | No return valve | 21.44
0020103366 | Pipe | 9.94
0020103367 | Outlet pipe | 14.52
0020103368 | Inlet pipe | 26.19
0020103369 | Inlet pipe DIN | 29.04
0020103370 | Outlet pipe DIN | 26.19
0020103371 | Tube telescopic | 9.94
0020103372 | Pipe - Discharge | 19.54
0020103373 | Valve | 5.36
0020103374 | Washer | 4.58
0020103375 | Harness | 18.18
0020103376 | Return connection | 23.2
0020103377 | Connection pump | 18.18
0020103378 | Valves | 50.48
0020103379 | Stuffing box | 5.36
0020103436 | Control panel | 26.19
0020104501 | ENS RAMPE EQUIPEE | 59.44
0020104508 | CONDENSATORE VENTILATORE | 5.36
0020104512 | COMANDO DI CONTROLLO | 35.42
0020104516 | FAN MOTOR | 50.48
0020104528 | VENTILATORE | 77.35
0020104530 | REAR GRILLE | 3.05
0020104533 | 4-WAYS VALVE COIL | 9.16
0020104535 | MOTOR | 101.78
0020104537 | SENSOR | 15.33
0020104542 | GRUPPO SCHEDE 021 HWI | 86.85
0020104549 | COMPRESSOR'S CONDENSER | 13.71
0020104599 | TRASFORMATORE 4 CAVI | 19.54
0020104602 | Drain pan + louvers | 18.18
0020104617 | DEFLECTORS | 5.36
0020104623 | COMPRESSOR | 544.16
0020104624 | Front grille | 9.94
0020104627 | Pcb set | 160.13
0020104633 | DISCHARGE SENSOR | 6.07
0020104640 | LEFT AIR FILTER | 2.68
0020104642 | PCB | 449.17
0020104651 | MOTORE AIR SWING 036 ECWI | 13.71
0020104652 | COIL SENSOR | 6.07
0020104657 | TAPAS ESQUINERAS | 9.16
0020104664 | COMPRESSOR | 803.34
0020104667 | PAD CONTROLLO CLIMA 2006 | 130.27
0020104697 | FILTRO HEPA + SUPPORTO | 16.69
0020104700 | FAN'S CONDENSER | 2.68
0020104706 | Gasket, PTFE 7mm x 2,5mm x 400mm | 44.24
0020104707 | Gasket | 77.35
0020104708 | Capacitor | 86.85
0020104709 | Axis | 297.18
0020104843 | ball valve | 137.06
0020104844 | ball valve | 153.34
0020104845 | pump | 449.17
0020104846 | three-way-valve | 188.62
0020104847 | servo-drive | 392.17
0020104848 | support | 64.32
0020104849 | insulation | 175.05
0020104850 | Ball valve | 137.06
0020104851 | ball valve | 130.27
0020104852 | Pump | 449.17
0020104853 | Three-way-valve | 153.34
0020104854 | Servo-drive | 392.17
0020104855 | Support | 64.32
0020104856 | Insulation | 175.05
0020104968 | Cover, top SP | 44.24
0020104969 | Cover plate, SP | 35.42
0020104971 | Spring clip | 1.53
0020104972 | Bracket, exchanger 2 | 5.36
0020104973 | Bracket, exchanger 1 | 5.36
0020104974 | Bracket, el. box | 9.94
0020104980 | Relay 25A | 59.44
0020104982 | Screw connection GP 13,5 | 3.05
0020104983 | Screw connection GP 21 | 4.58
0020104984 | Cap terminal RSD 88 | 1.9
0020104986 | Wire | 0.81
0020105112 | RECEIVER | 7.63
0020105113 | COIL | 122.13
0020105116 | FAN'S CONDENSER | 1.9
0020105120 | RETURN SENSOR | 1.9
0020105135 | COMPRESSOR'S CONDENSER | 9.94
0020105138 | MOTORE VENTILATORE | 94.99
0020105145 | FAN'S CAPACITOR | 3.05
0020105153 | COMPRESSOR | 480.38
0020105154 | CAPILLARY | 64.32
0020105155 | CAPILLARY | 86.85
0020105158 | PCB SET | 202.19
0020105165 | COMPRESSOR | 360.96
0020105167 | COMPRESSOR | 763.99
0020105265 | FAN MOTOR | 77.35
0020105489 | Connection, R 1/2 (for G 3/4) | 5.36
0020105490 | Service valve, G 3/4 | 41.25
0020105491 | Connection, G 1/2 x G 3/4 | 29.04
0020105492 | Connection, G 1/2 x D15 x 76.5 | 7.63
0020105493 | Tube, hot water (nickel-plated) | 26.19
0020105494 | Tube, hot water (nickel-plated) | 26.19
0020105614 | Conversion set | 1184.66
0020105673 | Cover (Fan) | 21.44
0020105674 | Cover (Fan) | 21.44
0020105675 | Cover (Fan) | 21.44
0020105684 | Cover plate (Fan) | 26.19
0020105685 | Cover (Fan) | 26.19
0020105686 | Cover (Fan) | 26.19
0020105788 | FILTER BOARD | 26.19
0020105792 | REAR COVER | 64.32
0020105793 | COIL | 223.91
0020105794 | DRAIN PAN + LOUVERS | 64.32
0020105797 | AIR FILTER | 35.42
0020105799 | REMOTE CONTROL S HANGER | 26.19
0020105800 | MOTORE DEFLETTORI | 44.24
0020105801 | MOTOR | 175.05
0020105802 | FRONT SHEET | 94.99
0020105803 | FRONT COVER | 175.05
0020105804 | TANGENTIAL FAN | 55.09
0020105805 | FAN MOTOR SUPPORT | 26.19
0020105806 | RECEIVER | 64.32
0020105809 | COIL | 283.61
0020105810 | DRAIN PAN + LOUVERS | 50.48
0020105812 | PCB | 202.19
0020105823 | RECEIVER | 10.72
0020105845 | Connection (Venturi) | 6.89
0020105916 | Front panel | 175.05
0020105917 | Front panel | 175.05
0020105919 | Side panel, right | 360.96
0020105920 | Side panel, R+L | 392.17
0020105921 | Side panel, right | 392.17
0020105922 | Instrument panel | 35.42
0020105923 | Cable bushing | 2.68
0020105924 | Cable bushing 230V | 6.89
0020105925 | Plastic plate (25kW) | 77.35
0020105926 | Plastic plate (30kW) | 64.32
0020105929 | Tube auto | 160.13
0020105932 | Thermostat | 55.09
0020105933 | Harness | 82.78
0020105934 | Harness G20 | 90.92
0020105936 | Harness G30 | 86.85
0020105937 | Heat exchanger DHW, 20 plates | 108.56
0020105938 | Cable | 64.32
0020105939 | Non-return valve, automatic | 153.34
0020105940 | Filter | 41.25
0020105941 | Pipe heat exchanger / filter | 12.21
0020105942 | Pipe filter / 3WV | 16.69
0020105943 | Pipe filter / 3WV | 15.33
0020105944 | Pipe telescopic / heat exchangeur | 12.21
0020105945 | Pipe pump / telescopic | 12.21
0020105946 | Pipe tank 21L | 6.89
0020105947 | Pipe tank 42L | 14.52
0020105949 | Connection, pump | 19.54
0020105950 | Pipe connection / tank 21L | 23.2
0020105951 | Hose pump / tank 42L | 31.75
0020105952 | Hose tank / 3WV | 31.75
0020105953 | Hose tank / 3WV | 31.75
0020105954 | Pipe inter-tank 42L | 21.44
0020105955 | Gas pipe (25kW) | 18.18
0020105956 | Gas pipe (30kW) | 18.18
0020105957 | Gas pipe (35kW) | 18.18
0020105958 | Display | 64.32
0020105959 | Cable Electronics | 6.89
0020105960 | Button ON/OFF | 2.68
0020105962 | Power cable with ON/OFF switch | 26.19
0020105963 | Button RESET | 2.68
0020105965 | Control box | 5.36
0020105966 | Harness | 9.94
0020105968 | Tank 42L | 650
0020105969 | Support heat exchanger | 9.94
0020105970 | Switch, on /off, (x5) | 8.41
0020105971 | MOTOR | 153.34
0020105979 | TANGENTIAL FAN | 77.35
0020105986 | DRAIN PAN | 69.21
0020106334 | Thermostat | 8.41
0020106335 | Switch | 6.89
0020106336 | Grommet, for pipe | 1.53
0020106337 | Grommet, for pipe | 1.9
0020106338 | Hose | 2.31
0020106339 | Gasket | 1.53
0020106340 | Spring | 3.87
0020106341 | Insulation, strip (1000mm) | 1.53
0020106342 | Adapter | 1.53
0020106343 | Clip | 1.15
0020106344 | Coil | 392.17
0020106345 | Valve | 3.87
0020106346 | Maintenance kit | 47.22
0020106347 | Control | 223.91
0020106348 | Insulation | 7.63
0020106349 | Sensor | 23.2
0020106350 | Valve, 3-way with pressure switch | 283.61
0020106351 | Valves (hydraulic) | 29.04
0020106352 | Heat exchanger DHW | 137.06
0020106353 | Inspection glass | 2.68
0020106354 | Drain point | 4.58
0020106355 | Bypass | 5.36
0020106356 | Gas valve | 325.68
0020106357 | Plug | 3.05
0020106358 | Back panel, control box | 9.16
0020106360 | Grille | 6.89
0020106361 | Indicator light | 3.87
0020106362 | Manothermometer | 41.25
0020106363 | Insulation | 5.36
0020106364 | Printed circuit board | 223.91
0020106365 | Gasket, 3/8 | 1.15
0020106366 | Gasket, 3/4 | 1.15
0020106615 | Pressure relief valve | 9.94
0020106616 | Drain point | 2.68
0020106617 | Valve | 16.69
0020106618 | Wiring harness | 9.16
0020106619 | Thermostat | 26.19
0020106620 | Valve | 160.13
0020106621 | Anode | 26.19
0020106622 | Support | 15.33
0020106623 | Drain point | 26.19
0020106624 | Filter | 2.31
0020106625 | Front panel | 115.35
0020106627 | Gasket | 11.47
0020106628 | Heat exchanger | 449.17
0020106629 | Sleeve | 1.53
0020106630 | Connection box | 90.92
0020106631 | Fuse | 1.15
0020106632 | Phial pocket | 35.42
0020106633 | Valve | 26.19
0020106635 | Connector (double) | 6.89
0020106636 | Front panel | 160.13
0020106637 | Cover plate | 55.09
0020106837 | FRONT GRILLE | 59.44
0020106840 | Casing panels, front | 38.54
0020106841 | Shell, drain | 31.75
0020106842 | Shell, drain | 50.48
0020106843 | REAR COVER | 31.75
0020106844 | REAR COVER | 31.75
0020106849 | ELECTRONIC CONTROL BOX | 153.34
0020106865 | Drain pan + louvers | 16.69
0020106920 | Tube | 11.47
0020107136 | Insulation | 108.56
0020107137 | Insulation | 108.56
0020107195 | Control, VRC 430 (UK) | 188.62
0020107196 | Control, VRC 430f (UK) | 253.76
0020107208 | PCB | 689.36
0020107296 | PCB | 514.3
0020107298 | FAN SHAFT UNION | 23.2
0020107299 | DRAIN PAN + LOUVERS | 50.48
0020107302 | AIR FILTER | 26.19
0020107303 | AIR FILTER | 26.19
0020107304 | Transformer | 38.54
0020107305 | Fan, tangential | 44.24
0020107306 | FAN MOTOR SUPPORT | 23.2
0020107319 | AIR CLEANER FILTER | 26.19
0020107352 | MOTOR | 297.18
0020107353 | FAN | 108.56
0020107355 | PCB, main | 449.17
0020107362 | PCB, main | 325.68
0020107367 | MAIN CONTROL BOARD | 325.68
0020107476 | MOTOR | 297.18
0020107477 | FAN | 108.56
0020107478 | FAN SUPPORT | 55.09
0020107479 | COIL | 419.31
0020107480 | Valve, 4-way | 64.32
0020107492 | Adapter combustion gas (d=80 mm) | 55.09
0020107493 | Measuring orifice | 15.33
0020107560 | Pcb set | 449.17
0020107563 | Support, el. box | 12.21
0020107564 | O-ring, 14x9,5x2,5, (x10) | 2.68
0020107565 | Terminal strip VK3 10/10 - grey | 5.71
0020107566 | Terminal strip VK3 10/10 - blue | 6.07
0020107567 | Terminal strip VK3 10/10 -(earth) | 12.21
0020107568 | Terminal strip VK3 2,5/5 - grey | 2.68
0020107569 | Clamp, board finish-10mm grey | 2.31
0020107570 | Insulation | 16.69
0020107571 | O-ring, 45x5, (x5) | 4.58
0020107572 | Clip Thermostat AVB | 1.9
0020107573 | Sensor 18mm | 6.7
0020107574 | Clip pressure sensor | 1.15
0020107576 | Clip, cable | 0.81
0020107577 | Cable tie | 1.9
0020107578 | Bridge connector 2 pole | 5.36
0020107579 | Hose-7/10 | 3.87
0020107582 | Front panel | 86.85
0020107583 | Expansion vessel | 115.35
0020107584 | Pump | 145.2
0020107585 | Pressure gauge | 14.52
0020107586 | Hose | 9.94
0020107588 | Side panel | 69.21
0020107589 | O-ring, (x5) | 1.9
0020107591 | Heat exchanger, for 2 heating rods | 145.2
0020107592 | Heat exchanger for 3 heating rods | 153.34
0020107593 | Heat exchanger for 4 heating rods | 160.13
0020107594 | Heating rod, 3 kW with wires | 69.21
0020107595 | Heating rod, 6 kW with wires | 86.85
0020107596 | Heating rod, 7kW with wires | 86.85
0020107597 | Automatic de-aerator | 8.41
0020107598 | Pressure relief valve | 10.48
0020107599 | Tube | 16.69
0020107600 | Tube | 12.99
0020107604 | Thermostat | 4.77
0020107605 | Spacer | 0.81
0020107606 | Cable | 26.19
0020107607 | Cable | 29.04
0020107608 | Cable | 7.63
0020107609 | Cable | 4.58
0020107610 | Cable | 6.89
0020107611 | Cable | 7.63
0020107612 | Cable | 1.15
0020107614 | Cable | 1.15
0020107615 | Cable | 1.15
0020107617 | Cover | 64.32
0020107618 | Spring | 1.15
0020107621 | Pipe | 31.75
0020107622 | Cover | 47.22
0020107634 | Fuse, T6,3 H, (x10) | 4.58
0020107635 | REAR COVER | 64.32
0020107636 | COIL | 223.91
0020107637 | DRAIN PAN + LOUVERS | 64.32
0020107640 | PCB | 188.62
0020107641 | TEMPERATURE SENSOR | 18.18
0020107642 | Air filter | 35.42
0020107643 | Remote control | 101.78
0020107644 | REMOTE CONTROL'S HANGER | 26.19
0020107645 | AIR SWING MOTOR | 44.24
0020107646 | MOTOR | 175.05
0020107647 | FRONT COVER | 64.32
0020107648 | FRONT SHEET | 175.05
0020107649 | TANGENTIAL FAN | 55.09
0020107650 | FAN MOTOR SUPPORT | 26.19
0020107651 | RECEIVER | 64.32
0020107693 | O-ring, (x10) | 4.58
0020107694 | Clip, (x5) | 2.9
0020107695 | Screw, (x10) | 1.53
0020107696 | O-ring, (x10) | 3.87
0020107697 | Clip | 1.92
0020107698 | Spring | 1.53
0020107699 | Switch | 8.41
0020107700 | Lever | 3.33
0020107701 | Gasket | 3.87
0020107702 | Clip, (x5) | 3.87
0020107703 | Support | 16.69
0020107704 | Diaphragm | 5.71
0020107705 | O-ring, (x10) | 4.58
0020107706 | Hook | 1.53
0020107707 | Diaphragm | 4.77
0020107708 | Clip | 1.53
0020107709 | Support | 1.53
0020107710 | Hose | 2.31
0020107711 | Gasket | 1.53
0020107712 | Cable | 3.87
0020107713 | Injector, (x18) | 21.44
0020107714 | Gasket | 2.31
0020107715 | Clamp | 3.87
0020107716 | Screw, (x10) | 3.87
0020107717 | Gasket | 2.31
0020107718 | Button | 1.9
0020107719 | Electrode | 5.36
0020107720 | Catch | 3.87
0020107721 | Hinge | 2.68
0020107722 | Valve | 6.89
0020107723 | Screw connection | 8.41
0020107724 | Magnet | 7.63
0020107725 | Cable | 3.87
0020107726 | Bush | 3.33
0020107728 | Clip | 3.05
0020107729 | Hook | 1.53
0020107730 | Brush | 8.41
0020107731 | Support | 2.34
0020107732 | Button | 3.05
0020107733 | Screw | 1.9
0020107734 | Support | 1.53
0020107735 | Compression fitting, R1/2 x 20 | 9.16
0020107737 | Screw | 3.05
0020107738 | Diaphragm disc | 6.07
0020107739 | Injector (Pilot burner) | 5.36
0020107740 | Support | 2.68
0020107741 | Ignition cable | 3.05
0020107742 | Flue pipe | 23.2
0020107743 | Screw | 2.68
0020107746 | Cable | 4.58
0020107747 | Valve | 26.19
0020107748 | Brush | 12.99
0020107749 | Bush | 31.75
0020107751 | Gasket | 15.33
0020107752 | Brush | 14.52
0020107753 | Valve | 9.94
0020107754 | Adapter | 5.71
0020107755 | Strap (right / left) | 29.04
0020107757 | Button | 5.36
0020107758 | Wiring harness | 9.16
0020107759 | Insulation | 14.52
0020107760 | Insulation | 15.33
0020107761 | Ring | 4.58
0020107762 | Support | 3.87
0020107764 | Nipple | 3.87
0020107765 | Bush | 3.87
0020107766 | Connection | 38.54
0020107767 | Flue gas elbow | 41.25
0020107770 | Anode | 31.75
0020107774 | Flange joint | 7.63
0020107775 | Draft diverter | 108.56
0020107776 | Draft diverter | 122.13
0020107777 | Draft diverter | 137.06
0020107778 | Burner tube | 325.68
0020107779 | Diaphragm | 4.77
0020107780 | Stuffing box | 4.77
0020107781 | Stuffing box | 4.77
0020107782 | Switch | 5.36
0020107783 | Flange joint | 11.47
0020107785 | Support | 18.18
0020107786 | Support | 29.04
0020107787 | Pipe coil (for cooling) | 47.22
0020107788 | Pipe coil (for cooling) | 47.22
0020107790 | Diaphragm | 3.8
0020107791 | Venturi | 4.77
0020107792 | Ring | 8.41
0020107793 | Anode | 38.71
0020107794 | Anode | 26.19
0020107795 | Anode | 44.49
0020107796 | Anode | 31.75
0020107797 | Anode | 35.42
0020107798 | Anode | 35.42
0020107799 | Flange joint | 12.21
0020107800 | Sealing ring, (x10) | 4.58
0020107801 | Brush | 7.63
0020107802 | Brush | 7.63
0020107803 | Anode | 94.99
0020107804 | Anode | 38.54
0020107810 | Gasket, (x5) | 3.05
0020107935 | COIL SENSOR | 47.22
0020107937 | PCB, main | 360.96
0020107938 | REACTANCE | 153.34
0020107939 | REACTANCE | 108.56
0020107940 | 4-Way Valve Coil | 77.35
0020107982 | MAIN CONTROL BOARD | 360.96
0020108968 | GRILLE | 31.75
0020109004 | Pressure relief valve | 19.54
0020109005 | Tube, cold water | 16.69
0020109006 | Sensor, NTC L=1700 | 19.54
0020109007 | Sensor, NTC L=1500 | 19.54
0020109008 | Tube | 19.54
0020109009 | Tube | 35.42
0020109010 | Tube | 29.04
0020109011 | Pump | 360.96
0020109012 | Pump (Booster) | 160.13
0020109013 | Casing, pillar | 160.13
0020109014 | Cover | 64.32
0020109015 | Printed circuit board | 160.13
0020109016 | Display | 82.78
0020109017 | Inspection glass | 44.24
0020109018 | Tube, (kit of 2) | 268.69
0020109019 | Temperature limiter | 35.42
0020109020 | Sealing ring, (x10) | 5.36
0020109021 | Control box | 360.96
0020109023 | Wiring harness | 69.21
0020109024 | Printed circuit board | 86.85
0020109025 | Casing, cpl. | 724.64
0020109026 | Casing, cpl. | 724.64
0020109027 | Anode, in front | 153.34
0020109028 | Cover, anode in front | 38.54
0020109029 | Wall seal (kit) | 44.24
0020109030 | Gasket | 1.15
0020109033 | Flue gas elbow | 1.15
0020109044 | Gasket | 2.31
0020109049 | Electrode | 12.99
0020109050 | Electrode | 19.54
0020109051 | Insulation | 23.2
0020109052 | Gasket | 10.72
0020109062 | O-ring | 8.41
0020109064 | Tube | 47.22
0020109065 | Pressure sensor | 18.18
0020109066 | Clip | 2.68
0020109071 | Cover plate, corner | 6.89
0020109106 | Connection | 10.72
0020109478 | COIL | 115.35
0020109479 | Transformer | 23.2
0020109480 | PCB SET | 94.99
0020109730 | FAN MOTOR | 101.78
0020109731 | FAN | 50.48
0020109733 | COIL | 253.76
0020109734 | CAPILLARY | 59.44
0020109735 | 4-WAYS VALVE | 35.42
0020110546 | DRAIN TUBE | 19.54
0020110549 | Support, Remote | 15.33
0020110551 | Support, Remote | 19.54
0020110556 | PCB SET | 153.34
0020110585 | Printed circuit board, inverter module | 238.83
0020110593 | Electronics, power module | 360.96
0020110596 | Panel, drain pan with lamellas | 44.24
0020110632 | DRAIN PUMP SET | 130.27
0020110662 | Screw | 12.21
0020110663 | Gasket, (x10) | 12.99
0020110667 | Gasket, kit | 4.58
0020110678 | Insulation, (x3) | 9.94
0020110681 | Grommet, (x10) | 7.63
0020110682 | Supply harness | 9.16
0020110683 | Control box | 18.18
0020110684 | Switch on /off | 8.41
0020110718 | DRAIN PAN + LOUVERS | 41.25
0020110720 | Cover plate, front | 50.48
0020110721 | Casing panels, front | 38.54
0020110722 | Receiver | 50.48
0020110724 | IONIZER | 29.04
0020110769 | Front panel | 41.25
0020110770 | Instrument panel | 69.21
0020110771 | Instrument panel | 175.05
0020110772 | Gasket front panel | 6.07
0020110774 | Manifold - 0,73 | 59.44
0020110775 | Pressure safeguard | 38.54
0020110776 | Cap, for twin flue | 9.16
0020110777 | Connection kit | 18.18
0020110778 | Connection kit | 26.19
0020110781 | Manifold - 0,77 | 26.19
0020110782 | Support | 9.16
0020110899 | FAN SUPPORT | 55.09
0020110900 | MAIN CONTROL BOARD | 419.31
0020110987 | Panel, front | 108.56
0020110989 | LEFT SIDE CASE | 64.32
0020110990 | LEFT SIDE CASE | 64.32
0020110995 | Gas section | 175.05
0020110996 | Gas section | 175.05
0020110997 | Gas section | 175.05
0020110998 | Gas section | 175.05
0020110999 | Gas section | 175.05
0020111000 | Gas section | 202.19
0020111008 | Screw, (x10) | 3.05
0020111009 | Screw, (x10) | 2.31
0020111010 | Insulation, door | 13.71
0020111011 | Gasket, (x5) | 9.16
0020111012 | Gas section | 153.34
0020111013 | O-ring, (x10) | 1.53
0020111014 | Screw, (x10) | 3.05
0020111015 | Gasket, (x5) | 5.36
0020111016 | Gasket | 3.05
0020111017 | Insulation, 16 mm with nut and washer | 41.25
0020111018 | Flange (Kit) | 9.94
0020111019 | Screw, (x10) | 1.53
0020111020 | Gasket | 1.53
0020111021 | Electrode | 21.44
0020111023 | Shim, (x10) | 1.53
0020111024 | Adapter | 9.94
0020111025 | Flue adaptator | 13.71
0020111026 | Seal | 4.58
0020111027 | REAR COVER | 31.75
0020111028 | COIL | 153.34
0020111029 | Panel, drain pan with lamellas | 35.42
0020111031 | FAN MOTOR | 77.35
0020111035 | Panel, front | 59.44
0020111036 | TANGENTIAL FAN | 31.75
0020111037 | FAN MOTOR SUPPORT | 12.21
0020111038 | RECEIVER | 69.21
0020111039 | PCB | 130.27
0020111053 | Heat exchanger | 419.31
0020111139 | COIL | 153.34
0020111140 | ELECTRONIC CONTROL BOX | 13.71
0020111141 | PCB | 130.27
0020111174 | COIL | 253.76
0020111175 | Cover plate, front | 50.48
0020111176 | RECEIVER | 69.21
0020111177 | PCB | 160.13
0020111282 | Printed circuit board | 55.09
0020111353 | Printed circuit board | 188.62
0020111354 | Printed circuit board | 188.62
0020111355 | Printed circuit board | 188.62
0020111360 | Support heat exchanger | 9.94
0020111361 | Support heat exchanger | 10.72
0020111364 | Injector G30 | 12.99
0020111371 | Front panel | 544.16
0020111372 | Cover - Fixing jig | 41.25
0020111373 | Screw | 11.47
0020111374 | Support Heat Exchanger | 41.25
0020111375 | Pump | 253.76
0020111378 | Insulation | 35.42
0020111379 | O Ring | 3.87
0020111380 | Resistance | 607.94
0020111381 | Relay | 130.27
0020111382 | Thermostat | 55.09
0020111383 | Cable tree main lines | 12.21
0020111384 | Terminal block, (x10) | 19.54
0020111385 | Cap | 23.2
0020111386 | Printed circuit board | 268.69
0020111387 | Hose | 8.41
0020111388 | By Pass | 29.04
0020111389 | Pipe tank inlet | 26.19
0020111390 | Outlet pipe | 41.25
0020111391 | Pipe heat exchanger / PAC | 23.2
0020111392 | Pipe heat exchanger / tap | 10.72
0020111393 | Pipe tap / glycol | 10.72
0020111395 | Pipe | 29.04
0020111396 | Pipe heat exchanger glycol | 31.75
0020111397 | Pipe, glycol | 11.47
0020111398 | Pipe tank outlet | 26.19
0020111399 | Pipe inlet tank | 16.69
0020111400 | Pipe oulet tank | 16.69
0020111401 | Clip, (x5) | 1.9
0020111402 | Service valve | 130.27
0020111403 | Installation kit | 69.21
0020111404 | Service valve | 160.13
0020111405 | Tap | 14.52
0020111406 | Hose filling loop | 44.24
0020111407 | Non-return valve | 59.44
0020111408 | Installation kit | 55.09
0020111409 | Pipe, heating 1/2 | 6.89
0020111410 | Clip (x5) | 3.87
0020111411 | Screw (x10) | 2.31
0020111412 | Pump | 223.91
0020111413 | Hanging bracket | 23.2
0020111414 | Sleeve | 55.09
0020111415 | Washer bag kit | 3.87
0020111429 | Anode, in front | 160.13
0020111430 | Cover | 137.06
0020111431 | Cover | 175.05
0020111432 | Insulation, above | 122.13
0020111433 | Insulation, above | 108.56
0020111434 | Foot | 47.22
0020111564 | VALVE COVER | 50.48
0020111659 | Silicon hose to manostat | 2.68
0020111660 | Seal kit and flow limitor 8L | 5.36
0020111661 | Hydraulic Support plate | 12.21
0020111663 | Seal kit and flow limitor 10L | 5.36
0020111665 | Connection G3/4 brass | 16.69
0020111666 | Connection, G3/4 brass | 6.89
0020111667 | Connection, G3/4, brass, inlet DW | 19.54
0020111669 | Connection, G3/4, brass, oulet DW | 5.36
0020111670 | Connection, G3/4 brass, oulet DW | 7.63
0020112051 | Fuse, FST 6.3 H, (x10) | 9.94
0020112053 | Fuse, FST 6.3 H, (x10) | 9.16
0020112055 | Pcb, cpl. ELKOT7-15/18KW | 122.13
0020112056 | Pcb, cpl. ELKOT7-6/12KW | 108.56
0020112057 | Installation kit | 1.9
0020112058 | Pcb, cpl. ELKOT7 - 21/28kW | 153.34
0020112070 | CASING BISON NO 90/120 | 1184.66
0020112071 | CASING BISON NO 150/200 | 1492.7
0020112072 | CASING BISON NO 250 | 1110.03
0020112073 | CASING BISON NO 300 | 1527.98
0020112074 | CASING BISON NO 350 | 1831.95
0020112075 | CASING BISON NO 420 | 1527.98
0020112097 | REAR GRILLE | 69.21
0020112105 | DISCHARGE SENSOR | 35.42
0020112106 | PCB | 325.68
0020112107 | REACTOR | 64.32
0020112133 | ELECTRONIC CONTROL BOX | 19.54
0020112134 | PCB | 253.76
0020112136 | WASTE PIPE | 188.62
0020112137 | Casing panels, front | 64.32
0020112138 | Baffle plate, (x2) | 35.42
0020112488 | COIL | 283.61
0020112491 | INNER COVER | 35.42
0020112497 | AIR SWING MOTOR | 202.19
0020112499 | Transformer | 47.22
0020112501 | RECEIVER | 64.32
0020112546 | Screw (repair set flange) | 3.05
0020112592 | Control, VRT 370f | 223.91
0020112594 | Control, VRC 470f | 223.91
0020112595 | Control, base station | 115.35
0020112596 | Support, back panel | 64.32
0020112597 | Support | 23.2
0020112626 | UNIT'S BASE | 64.32
0020112627 | LEFT SIDE PANEL | 77.35
0020112628 | COIL | 325.68
0020112630 | INNER COVER | 77.35
0020112631 | RIGHT PANEL | 44.24
0020112632 | REAR COVER | 77.35
0020112633 | AIR SWING MOTOR | 202.19
0020112634 | FAN | 64.32
0020112666 | Lip seal, EPDM DN 160 | 15.33
0020112667 | Lip seal, EPDM (DN 200) | 21.44
0020112668 | O-ring (DN 160) | 35.42
0020112669 | Seal ring, special profile EPDM DN 104 | 7.63
0020112670 | Screw, thumbscrew | 4.58
0020112671 | O-ring, DN 14 | 2.68
0020112672 | Cover, DN 110 | 11.47
0020112673 | Cover (DN 185) | 153.34
0020112674 | Lip seal, EPDM (DN 130) | 21.44
0020112675 | Cover (DN 160) | 69.21
0020114918 | COIL | 650
0020114922 | REAR COVER | 101.78
0020114923 | CAPACITOR | 69.21
0020114924 | Motor fan | 325.68
0020114937 | Fastening kit, anode | 3.87
0020114938 | Flange | 38.54
0020114939 | Cap | 29.04
0020114940 | Gasket, flange | 16.69
0020115227 | AIR SWING MOTOR | 325.68
0020115245 | LEFT SIDE PANEL | 94.99
0020115246 | TOP COVER | 108.56
0020115247 | COIL | 689.36
0020115248 | DRAIN PAN | 94.99
0020115249 | INNER COVER | 86.85
0020115250 | RIGHT PANEL | 94.99
0020115251 | REAR COVER | 94.99
0020115252 | Motor, fan | 283.61
0020115253 | FILTRO | 59.44
0020115492 | Printed circuit board (Encoder) | 47.22
0020115493 | Hinge (Set) | 77.35
0020115494 | Fuse, (x10) | 26.19
0020115495 | Switch incl. cable connection | 44.24
0020115496 | Filter. oil filter | 35.42
0020115498 | Tube, gas connection | 253.76
0020115499 | Memory card, microSD | 130.27
0020115500 | Clamp, 23 x 12, (x5) | 9.94
0020115501 | Filter (foam) | 18.18
0020115503 | Gasket | 6.07
0020115504 | Hose, ventilation crankcase | 38.54
0020115505 | Fuse (1 A) | 10.72
0020115506 | Fuse (2 A) | 6.89
0020115507 | Wiring harness | 202.19
0020115508 | Wiring harness | 392.17
0020115509 | Wiring harness | 29.04
0020115510 | Fuse (15 A) | 6.89
0020115511 | Clamp, 15 x 12, (x5) | 8.41
0020115512 | Printed circuit board (Inverter) | 4518.81
0020115513 | Wiring harness, pumps | 18.18
0020115514 | Tube | 9.16
0020115515 | Support (fastening fan) | 12.99
0020115516 | Connection (fresh air/exhaust) | 108.56
0020115517 | Label (kit) | 21.44
0020115518 | Clamp, 26mm, (x5) | 18.18
0020115519 | Cover | 38.54
0020115520 | Gasket | 1.9
0020115521 | Engine oil (4L) | 392.17
0020115522 | Seal kit | 86.85
0020115523 | Cylinder head | 480.38
0020115524 | Oil sump | 544.16
0020115525 | Gasket, valve cap | 16.69
0020115526 | Dipstick (oil) | 38.54
0020115527 | Heat exchanger | 1845.52
0020115528 | Gasket | 19.54
0020115529 | Screw | 4.58
0020115530 | Grommet for pipe | 14.52
0020115531 | Gas mixing valve | 480.38
0020115532 | Seal kit | 29.04
0020115534 | Printed circuit board, ProE, I/O | 1031.32
0020115535 | Printed circuit board, control, CPU | 1260.65
0020115536 | Casing incl. display | 1110.03
0020115537 | Company plaque | 50.48
0020115538 | Button | 7.63
0020115539 | Motor (Servomotor throttle plate) | 153.34
0020115540 | Energy counter | 223.91
0020115541 | Connector | 64.32
0020115542 | Connector | 50.48
0020115543 | Hose, incoming gas-mixture flow | 55.09
0020115544 | Filter (paper) | 35.42
0020115545 | Side panel, left | 69.21
0020115546 | Side panel, right | 101.78
0020115548 | Front panel | 175.05
0020115549 | Coolant reservoir | 55.09
0020115550 | Catch, cover cooling water tank | 16.69
0020115551 | Pump | 137.06
0020115552 | Thermostat | 175.05
0020115553 | Wiring harness, sensors | 13.71
0020115554 | Hose (Ø 8x3,5) | 9.94
0020115555 | Hose (Ø 16x3,5) | 19.54
0020115556 | Tube | 21.44
0020115557 | Tube | 12.21
0020115558 | Tube | 19.54
0020115559 | Tube | 64.32
0020115560 | Hose | 50.48
0020115561 | Hose | 44.24
0020115562 | Tube | 50.48
0020115563 | Insulation (Set) | 82.78
0020115564 | Screw | 3.05
0020115565 | Grille | 44.24
0020115566 | Wiring harness | 108.56
0020115567 | Cable | 26.19
0020115568 | Hose, gas connection | 90.92
0020115569 | Hose, condensate | 50.48
0020115570 | Front panel | 325.68
0020115572 | Cover plate | 268.69
0020115573 | Fastening kit (casing) | 59.44
0020115574 | Cover | 153.34
0020115575 | Filter, noise filter with harness | 877.98
0020115576 | Gasket | 4.58
0020115577 | Printed circuit board (ECU) | 1960.87
0020115578 | Cover | 31.75
0020115579 | Side panel, right | 188.62
0020115611 | Maintenance kit 1 | 392.17
0020115612 | Maintenance kit 2 | 607.94
0020115613 | Maintenance kit 3 | 956.69
0020115614 | Wiring harness turbo | 55.09
0020115639 | Connection | 59.44
0020115641 | Electrode | 31.75
0020115644 | Wiring harness | 86.85
0020115648 | Wiring harness | 69.21
0020115651 | Control | 253.76
0020115757 | Grommet for pipe, (x5) | 5.36
0020115758 | Igniter | 21.44
0020115759 | Electrode | 5.36
0020115760 | Electrode | 7.63
0020115761 | Sensor | 12.99
0020115762 | Gas valve | 223.91
0020115763 | Connection | 59.44
0020115764 | Igniter | 14.52
0020115765 | Electrode | 21.44
0020115766 | Grommet | 1.53
0020115767 | PCB | 137.06
0020115768 | Pressure safeguard | 94.99
0020115769 | Pressure safeguard | 94.99
0020115770 | Support | 2.68
0020115771 | Heating element | 82.78
0020115772 | Control | 253.76
0020115773 | Wiring harness | 86.85
0020115774 | Wiring harness, kit cpl. | 122.13
0020115802 | Clip, (kit of 4) | 9.94
0020115803 | Compression fitting | 35.42
0020115804 | Plug | 16.69
0020115805 | Hose | 44.24
0020115806 | Hose | 47.22
0020115807 | O-ring, (x10) | 31.75
0020115808 | Cold water tube | 31.75
0020115809 | Clip (PK4) | 3.87
0020115810 | Compression fitting | 29.04
0020115811 | Plug | 15.33
0020115817 | Hose | 35.42
0020115818 | O-ring, (x10) | 29.04
0020115819 | Clip, (x10) | 6.07
0020115820 | Clip, (x10) | 15.33
0020115852 | Pipe heat exchanger/3WV | 12.21
0020115853 | Pipe heat exchanger/3WV | 11.47
0020115854 | Pipe inferior heat exchanger | 19.54
0020115917 | Baffle plate, (x2) | 19.54
0020116040 | Transformer | 77.35
0020116041 | Transformer | 77.35
0020116051 | ELECTRONIC CONTROL BOX | 26.19
0020116052 | PCB | 223.91
0020116053 | Electronics, panel outdoor | 69.21
0020116054 | Deflector, (x2) | 29.04
0020116317 | Casing panel, top | 115.35
0020116825 | Heat exchanger | 514.3
0020116826 | Heat exchanger | 572.65
0020116827 | Burner | 44.24
0020116828 | Burner | 41.25
0020116830 | Burner flange | 94.99
0020116831 | Gas section | 137.06
0020116832 | Gas section | 137.06
0020116833 | Gas section | 137.06
0020116834 | Cable, sensor | 5.36
0020116835 | Inspection glass (set) | 3.05
0020116836 | Gasket, flange | 15.33
0020116875 | Säckchen Bush | 82.78
0020117063 | Hose (with injector) | 2.31
0020117064 | Hose (with injector) | 18.18
0020117065 | Burner Guide plate | 5.36
0020117066 | Front panel, SP | 44.24
0020117067 | Manifold - 0,73 | 44.24
0020117122 | Gas pipe | 18.18
0020117131 | Clock | 55.09
0020117133 | Spacer | 2.68
0020117136 | Cable | 29.04
0020117158 | Gas isolation valve | 23.2
0020117164 | Flue exit, 60/100 | 10.72
0020117170 | Drain pan | 69.21
0020117171 | COIL | 38.54
0020117172 | DRAIN PUMP | 108.56
0020117174 | FAN | 82.78
0020117175 | POLYESTYRENE PAN | 101.78
0020117189 | Wall seal, DN 160 stainless steel | 77.35
0020117190 | Wall seal 300 x 300 (DN 225) | 94.99
0020117191 | Clamp, bracket roof terminal (DN 225) | 77.35
0020117192 | Sleeve (DN 225) | 108.56
0020117193 | Rail, mounting rail 350 mm | 38.54
0020117194 | Clamp, bracket roof terminal (DN 186) | 21.44
0020117197 | Adapter, DN 130-160 mm | 202.19
0020117198 | Grille, white 230 x 240 | 108.56
0020117199 | Cover, DN 300 | 188.62
0020117200 | Wall seal 300 x 300 (DN 300) | 122.13
0020117201 | Clamp, bracket roof terminal (DN 300) | 122.13
0020117202 | Sleeve (DN 300) | 130.27
0020117211 | PCB, EMC-filter | 115.35
0020117212 | Gasket, composite black 3/4, (x5) | 31.75
0020117213 | Printed circuit ICL | 1450.63
0020117214 | Control box, VWS 38/46 R1 | 841.34
0020117219 | Temperature limiter | 38.54
0020117220 | Valve | 59.44
0020117261 | Printed circuit board, HMU geoTHERM mini | 238.83
0020117262 | Display, AI | 50.48
0020117263 | Printed circuit board, relay | 145.2
0020117265 | O-ring, automatic air vent, (x10) | 8.41
0020117267 | Wiring harness, Adapter R1 | 19.54
0020117268 | Tube, Expansion vessel | 15.33
0020117269 | Tube, Expansion vessel | 18.18
0020117270 | Tube, 3WV-pump | 108.56
0020117271 | Tube, 3WV-pump | 130.27
0020117272 | Elbow, 45 | 10.72
0020117273 | Elbow, 90 | 11.47
0020117274 | Printed circuit, zeolithe AMU | 514.3
0020117275 | Control box, VWW 38/46 R1 | 917.33
0020117276 | Support, Column | 18.18
0020117277 | Fastening kit, ICL 38-46 kW R1 | 59.44
0020117278 | Pump, brine circuit | 572.65
0020117279 | Filter dryer | 50.48
0020117280 | Capacitor | 26.19
0020117281 | Pump, brine circuit | 572.65
0020117284 | Printed circuit board, VWL 3/4 SI | 223.91
0020117288 | Wiring harness, AMU/3-geoTHERM/2 | 11.47
0020117289 | Support, sensor | 26.19
0020117293 | Tube | 64.32
0020117294 | Tube | 50.48
0020117295 | Tube | 101.78
0020117296 | Tube | 19.54
0020117297 | Pump | 360.96
0020117298 | Safety assembly | 188.62
0020117299 | Tube | 50.48
0020117300 | Tube | 69.21
0020117319 | CRANKCASE HEATER | 64.32
0020117446 | Electronics | 31.75
0020117447 | Sealing ring, (x10) | 8.41
0020117448 | Gasket | 1.15
0020117463 | Gasket | 19.54
0020117464 | Gasket | 21.44
0020117465 | Gasket | 21.44
0020117469 | Thermostat | 6.89
0020117470 | Thermostat | 8.41
0020117475 | Gasket | 18.18
0020117476 | Gasket | 19.54
0020117477 | Gasket | 19.54
0020117478 | Igniter | 14.52
0020117493 | Filter | 6.89
0020117496 | Sensor, NTC | 21.44
0020117581 | Tank 42L UK | 689.36
0020117656 | Support heat exchanger, kit of 2 | 19.54
0020117657 | Support heat exchanger, kit of 2 | 21.44
0020117658 | Support heat exchanger, kit of 2 | 21.44
0020117659 | Screw, (x25) | 3.87
0020117660 | Screw, (x10) | 3.87
0020117661 | Pipe - Air inlet | 44.24
0020117662 | Pipe - Air inlet | 44.24
0020117663 | Pipe - Air inlet | 44.24
0020117664 | Pipe - Air inlet | 31.75
0020117665 | Screw, (x10) | 3.05
0020117667 | Spark generator | 14.52
0020117668 | Screw, (x75) | 6.07
0020117799 | Nut, (x10) | 4.58
0020117832 | Hose | 31.75
0020117977 | Sensor | 19.54
0020117978 | Cover | 59.44
0020117980 | Front panel | 122.13
0020117984 | Gasket | 11.47
0020117985 | Heat exchanger | 449.17
0020117995 | Sleeve | 1.53
0020117996 | Phial pocket | 35.42
0020117999 | Connection box | 90.92
0020118000 | Fuse | 1.15
0020118002 | Connection kit | 130.27
0020118003 | Valve, Emergency block | 175.05
0020118004 | Non-return valve | 160.13
0020118005 | Thermometer | 31.75
0020118008 | Screw connection | 69.21
0020118009 | Valves | 253.76
0020118010 | Support | 38.54
0020118050 | Conversion kit to L(LL) | 29.04
0020118051 | Conversion kit, to L (LL) | 130.27
0020118055 | Conversion kit to HH-H and HH-L | 23.2
0020118132 | Compression fitting, (x10) | 6.07
0020118133 | Plug and o-ring | 6.89
0020118135 | O-ring, (x10) | 21.44
0020118137 | Clip, (x10) | 15.33
0020118138 | Printed circuit | 160.13
0020118139 | Pump | 188.62
0020118146 | Wiring harness | 26.19
0020118147 | Hydraulic block 8L | 59.44
0020118149 | Wiring harness | 7.63
0020118150 | Seal kit | 5.36
0020118152 | Seal bag connection plate | 238.83
0020118154 | Wiring harness - Three way valve | 9.16
0020118156 | Wiring harness | 15.33
0020118158 | Tube-pressure relief valve | 18.18
0020118160 | Gasket | 4.58
0020118161 | Clip, (x10) | 6.07
0020118162 | Hydraulic block 10L | 55.09
0020118163 | Limiter 8L/min (x10) | 38.54
0020118164 | Limiter 10L/min (x10) | 29.04
0020118169 | Pump | 283.61
0020118170 | Pump | 268.69
0020118171 | Pipe bag | 47.22
0020118172 | O-ring, (x10) | 3.05
0020118175 | Nipple | 8.41
0020118177 | Screw (x10) | 6.07
0020118178 | Flow switch | 8.41
0020118179 | O-ring (x10) | 3.87
0020118180 | Screw (x10) | 13.71
0020118181 | Hydraulic block | 16.69
0020118182 | O-ring (x10) | 10.72
0020118184 | Filter | 3.87
0020118185 | Cap | 3.87
0020118186 | O-ring (x10) | 3.87
0020118187 | O-ring (x10) | 15.33
0020118188 | Clip (x10) | 16.69
0020118189 | Hydraulic block | 29.04
0020118190 | Pressure relief valve | 3.87
0020118191 | Cap | 2.31
0020118192 | O-ring (x10) | 44.24
0020118193 | Cap | 12.99
0020118194 | Hydraulic block | 69.21
0020118195 | Bypass | 2.68
0020118196 | Diverter valve | 7.58
0020118197 | Tap - isolation, cold water | 23.2
0020118198 | Connection | 13.71
0020118368 | Heat insulation, 20TLO heat exchanger | 26.19
0020118369 | Heat insulation, 30TLO heat exchanger | 26.19
0020118370 | Heat insulation, 40TLO heat exchanger | 29.04
0020118371 | Heat insulation, 50TLO heat exchanger | 38.54
0020118372 | Heat insulation, 20TLO burner | 9.94
0020118373 | Heat insulation, 30TLO burner | 9.94
0020118374 | Heat insulation, 40TLO burner | 19.54
0020118375 | Heat insulation, 50TLO burner | 14.52
0020118376 | Rear cover, 20TLO | 26.19
0020118377 | Back panel, 30 TLO | 44.24
0020118378 | Rear cover, 40TLO | 35.42
0020118379 | Back panel, 50 TLO | 50.48
0020118380 | Top cover, 20TLO | 31.75
0020118381 | Top cover, 30TLO | 41.25
0020118382 | Top cover, 40TLO | 47.22
0020118383 | Top cover, 50TLO | 41.25
0020118384 | Bracket, burner 20TLO | 55.09
0020118385 | Bracket, burner 30TLO | 69.21
0020118386 | Bracket, burner 40TLO | 77.35
0020118387 | Bracket, burner 50TLO | 90.92
0020118388 | Draught diverter, 20 TLO | 94.99
0020118389 | Draught diverter, 30 TLO | 94.99
0020118390 | Flue collector, 40TLO | 69.21
0020118391 | Flue collector, 50TLO | 108.56
0020118392 | Cover, insulation 20TLO | 19.54
0020118393 | Cover, insulation 30TLO | 31.75
0020118394 | Cover, insulation 40TLO | 26.19
0020118395 | Cover, insulation 50TLO | 38.54
0020118396 | Plug 3/4'' | 2.31
0020118397 | Cell, AG TLO left | 188.62
0020118398 | Cell, AG TLO right | 188.62
0020118399 | Heat exchanger (cast metal), 20 TLO | 50.48
0020118400 | Heat exchanger (cast metal), 30 TLO | 69.21
0020118401 | Heat exchanger (cast metal), 40 TLO | 86.85
0020118402 | Heat exchanger (cast metal), 50 TLO | 108.56
0020118403 | Cover, thermal reflector, 20TLO | 7.63
0020118404 | Cover, thermal reflector, 30TLO | 8.41
0020118405 | Cover, thermal reflector, 40TLO | 9.94
0020118406 | Cover, thermal reflector, 50TLO | 9.94
0020118407 | Relay board ELKTUV | 29.04
0020118408 | Wire ELKTUV | 35.42
0020118420 | Kit, connection pipes | 59.44
0020118421 | Cover plate, manometer | 5.36
0020118422 | Pipe, outlet | 82.78
0020118424 | Kit - flow limiter PT 29kW | 6.89
0020118494 | Side cover, 20 - 50 PLO, TLO | 41.25
0020118591 | Collector, 24kw dg-13 mbar | 11.47
0020118592 | Collector, 28kw dg-13 mbar | 12.21
0020118594 | Heat exchanger DHW | 69.21
0020118595 | Plate to plate heat exchanger | 145.2
0020118596 | Burner 24 kw | 69.21
0020118597 | Burner 28 kw | 77.35
0020118599 | Heat exchanger 28 kw | 188.62
0020118601 | Gas pipe | 3.87
0020118602 | Heat exc.-3 way valve conn.pipe 24-28 | 6.89
0020118603 | Front panel 24 kW | 35.42
0020118604 | Front panel 28 kW | 38.54
0020118605 | Hermetic cabin front cover 24 kw | 19.54
0020118606 | Hermetic cabin front cover 28 kw | 21.44
0020118607 | Manifold(collector+injector) ng-24 | 16.69
0020118608 | Manifold(collector+injector) ng-28 | 16.69
0020118609 | Manifold(collector+injector) lpg-24 | 18.18
0020118610 | Manifold(collector+injector) lpg-28 | 18.18
0020118621 | Screw, 3.5 x 9.5 mm, (x10) | 0.81
0020118622 | Screw, (x10) | 1.53
0020118623 | Washer, gas connection, (x10) | 1.9
0020118624 | Gasket, heat exch. outlet pipe, (x10) | 1.15
0020118625 | Gasket, (x10) | 1.15
0020118627 | Gasket, (x10) | 2.68
0020118629 | Gasket, gas pipe, (x10) | 1.15
0020118630 | Thermostat-no flange 1nt01l-6064 (85-50) | 2.68
0020118631 | Clip, thermostat, (x10) | 1.9
0020118632 | Support,Bracket for aps | 0.81
0020118633 | Raw plugs, (x10) | 0.81
0020118634 | Clip, pump / heat exchanger, (x10) | 1.53
0020118635 | Clip, pump /flow sensor housing, (x10) | 1.53
0020118636 | Gas valve | 77.35
0020118638 | Sensor - ntc immersion (-40c to 110c) | 11.47
0020118640 | Diverter Valve Motor 3WV ELBI | 29.04
0020118641 | O-ring, (x10) | 1.9
0020118643 | Spindle, white, (x10) | 1.91
0020118644 | Clip, 3003200379 overheat stat, (x10) | 2.31
0020118645 | Grommet - (for water pipe) pk10 | 7.63
0020118647 | Screw, M 5 x 20 allen, (x10) | 1.15
0020118648 | Accessory pipe - 3/4 | 8.41
0020118649 | Accessory pipe - 1/2 | 4.58
0020118650 | Flow sensor and cable | 13.71
0020118651 | Flow limiter, 12 lt 20 kw - 24 kw, (x10) | 47.22
0020118652 | Overheat safety thermostat - 130 c | 1.91
0020118653 | Limit thermostat 98/70 c (bott/left) | 3.87
0020118654 | O-ring, plate heat exchanger, (x10) | 6.19
0020118655 | Clip - 3 way valve motor pk10 | 2.68
0020118656 | Sponge of expansion vessel (outer side) | 1.9
0020118658 | O-ring, heat exchanger, (x10) | 1.19
0020118660 | Grommet - large pk5 | 3.87
0020118661 | Washer, rubber for flex hose, (x10) | 0.81
0020118662 | Impeller kit | 6.7
0020118663 | Clip, (x10) | 3.8
0020118664 | M4 insert nut hexagon (fan hood) | 0.81
0020118666 | Fan | 47.22
0020118667 | O-ring, pump assembly & cond unit, (x10) | 1.53
0020118668 | Hydroblock l pipe (filling) | 1.53
0020118669 | Hydroblock l pipe clips | 0.81
0020118670 | Gasket-11x6x1,5(fill.valve conn.pipe) | 0.81
0020118671 | O-ring, (x10) | 1.19
0020118672 | Gasket-5,28x1,78(fill.valve conn.pipe) | 0.81
0020118674 | Combustion chamber front panel 24 kw | 3.05
0020118675 | Combustion chamber front panel 28 kw | 3.87
0020118676 | Combustion chamber side panel (left) | 1.53
0020118677 | Combustion chamber side panel (right) | 1.9
0020118678 | Fan hood 24 kW | 9.94
0020118679 | Fan hood 28 kW | 14.52
0020118680 | Expansion vessel | 55.09
0020118682 | Control panel holder (plastics) - right | 0.81
0020118683 | Control panel holder (plastics) - left | 0.81
0020118684 | Control panel support (plastics) | 0.81
0020118685 | Ignition electrode | 5.71
0020118686 | Ionization electrode | 4.77
0020118687 | Insulation plate (left / right) | 2.68
0020118688 | Insulation plate (front) 24 kw | 3.87
0020118689 | Insulation plate (front) 28 kw | 4.58
0020118690 | Insulation plate 24 kw (rear) | 3.87
0020118691 | Insulation plate 28 kw (rear) | 4.58
0020118693 | Front panel | 1.15
0020118694 | Herm.cabin front cover leak. gasket-28kw | 1.53
0020118695 | Gasket (fan) | 3.87
0020118696 | Pressure sensor | 11.47
0020118698 | Hydroblock (3 way valve block) | 50.48
0020118699 | Hydroblock (cold water block) | 38.54
0020118700 | Ignition transformer | 10.48
0020118701 | Pump outlet nipple | 5.36
0020118702 | Nut | 1.15
0020118703 | Expansion vessel connection pipe | 7.58
0020118704 | O-ring | 0.81
0020118705 | Clip, pressure sensor | 0.81
0020118706 | Knob (protherm-kx combi) pk10 | 4.77
0020118707 | Plastic panel (protherm-kx) | 10.72
0020118708 | Nitryl gasket (gas pipe) | 0.81
0020118709 | Screw, 4 x 9.5, (x10) | 1.53
0020118710 | Screw, M4 x 8, (x10) | 0.81
0020118711 | Screw, 5x12, (x10) | 0.81
0020118712 | Screw (fan) 4x15 tsb pk10 | 0.81
0020118713 | Cable holder plastics | 0.81
0020118716 | Button (protherm-kx combi) | 0.81
0020118717 | Cap | 2.68
0020118718 | O-ring, 17.86x2.62, (x10) | 1.15
0020118719 | Turbine group | 3.33
0020118721 | Cold water group top plastics part | 8.41
0020118722 | O-ring, 18.72x2.62, (x10) | 6.07
0020118723 | Ring, plastic | 0.81
0020118724 | O-ring, 16x2 | 0.81
0020118725 | Water outlet nipple | 2.68
0020118726 | Inlet filter | 0.81
0020118727 | Cold water group bottom brass part | 13.71
0020118728 | Housing - 3wv | 8.52
0020118729 | O-ring, 23.81 x 2.62, (x10) | 6.89
0020118730 | Bottom brass connection 3wv | 10.72
0020118731 | O-ring, 18.64x3.53, (x10) | 5.71
0020118732 | Clip, (x10) | 3.05
0020118733 | Prv block | 4.58
0020118736 | Outlet nipple | 5.36
0020118737 | O-ring, 17.17 x 1.78, (x10) | 1.53
0020118738 | Cap | 3.87
0020118739 | Upper pastic block 3wv | 6.7
0020118740 | By pass spring | 0.81
0020118741 | Air pressure switch (40/25 pa) | 19.54
0020118742 | Air pressure switch (65/50 pa) | 23.2
0020118743 | Earthing terminal ignition transformer | 0.81
0020118746 | Control panel seal | 1.15
0020118749 | Makrofol (black) | 1.91
0020118750 | Hanging bracket 24 kW | 1.53
0020118751 | Hanging bracket 28 kW | 1.9
0020118752 | Fan diaphragm 24 kW | 0.81
0020118753 | Fan diaphragm 28 kW | 1.15
0020118754 | Sponge of expansion vessel (inner side) | 0.81
0020118758 | Filling valve group (with seal, 2. type) | 4.77
0020118763 | Cover, comb. chamber 24 kw | 5.59
0020118765 | Insulation, burner door 24 kW, (x5) | 19.31
0020118767 | Heat insulation, (x5) | 18.18
0020118776 | Ionisation electrode cable | 1.72
0020118777 | Plastic cover (rear) | 9.16
0020118829 | Insulation jacket hl white | 122.13
0020119000 | Overheating thermostat 85°C | 2.68
0020119007 | Control knob, white GWH | 0.81
0020119212 | Deflector Left | 1.53
0020119219 | Manifold + Injectors NG | 23.2
0020119222 | Manifold complete 15 x 75mm inj 28kw LPG | 18.18
0020119256 | Diverter Valve Motor only | 19.54
0020119261 | Siphon Assembly | 4.58
0020119283 | Condense Hose (Heat Exch. to Trap) | 10.72
0020119285 | Jubilee Clip (12 - 23) | 0.81
0020119390 | Mainboard, Protherm Lynx, sit (v1.8) | 115.61
0020119600 | Pipe, pump connection, Atron 24-28kW Sho | 3.05
0020119601 | Pipe, pump connection, Atron, 28 kW | 6.07
0020119602 | Sensor - NTC Surface Type -5C to 105C | 10.48
0020119603 | Harness,Lynx Sigma,Hermetic | 38.54
0020119604 | Pump | 115.35
0020119605 | Heat exchanger, 10 plates,Neva Alfalaval | 41.25
0020119606 | Heat exchanger, 12 plates,Neva Alfalaval | 47.22
0020119727 | Washer, diaphragm plate, (x10) | 0.81
0020119728 | Sealing ring, (x10) | 2.31
0020119729 | Diaphragm plate shaft pk10 | 6.89
0020119730 | Gas knob | 1.15
0020119731 | Knob temperature adjustment | 0.81
0020119732 | Pilot burner injector, LPG d=0.18, (x10) | 3.05
0020119733 | Flue sensor | 1.53
0020119734 | Gas armature connection sheet | 0.81
0020119735 | Pilot group for ng (electronic ignitio | 12.21
0020119736 | Pilot pin | 2.31
0020119738 | Nut | 0.81
0020119739 | Cold water connection pipe | 3.05
0020119740 | Cold water connection pipe, completely | 9.16
0020119741 | Slow ignition valve, (x5) | 9.16
0020119742 | Regulator group | 5.36
0020119743 | Safety Thermostat | 2.31
0020119751 | Seal, magnet coil, (x10) | 0.81
0020119752 | Casing panel group, Saunier Duval-SE | 14.52
0020119766 | Heat Exchanger, Atron - Lynx 24 KW | 386.4
0020119767 | Pipe, CH flow, Atron-Lynx 24 kW | 3.87
0020119768 | Pipe, CH flow (3WV), Atron-Lynx 24 kW | 3.05
0020119769 | Pipe, Atron-Lynx Pump Inlet 24 kW | 6.07
0020119772 | Fan draught diverter (Dia 37) | 0.81
0020119773 | Hood,Atron-Lynx 24 KW | 9.16
0020119776 | Thermostat 1nt01l-6099 (with flange) | 2.31
0020119777 | Burner, grp Ø1.07, 11lt(Chimney)_20mBar | 26.19
0020119778 | Burner, group Ø0.70, 10lt(Chimney)_LPG | 38.54
0020119779 | Pipe, pilot gas, 11-14 lt-2.type | 0.81
0020119780 | Pilot Burner, gwh 10-11-14 LPG | 19.54
0020119781 | Pilot burner,10-11-14 lt,Dual, SE, NL | 19.54
0020119782 | Pilot burner,10-11-14 lt SE,w Sensor NG | 15.33
0020119783 | Valve Body,wat-gas,SE type,11 lt,LPG | 69.21
0020119784 | Union flexible hose 1/2 (with 3/4 elbow) | 21.44
0020119789 | Pipe, pump connection,Lynx-Xinhu,24kW | 4.58
0020119796 | Hexagonal union nut (dia 17.5 mm) | 2.68
0020119797 | Union nut (gw-hexagonal 24 mm) | 1.53
0020119798 | Hose | 0.81
0020119802 | Filling Valve Group, Hydrolics, Atron | 3.87
0020119823 | Gas pipe nippler | 8.41
0020119852 | Filling Valve Tap, Plasti | 0.81
0020119915 | Tube, Cu - f.roof col.in | 21.44
0020119917 | Tube, Cu - f.roof stor.in | 9.94
0020119921 | Tube, Cu - f.roof col.out (2 col) | 14.52
0020119922 | Tube, Cu - f.roof stor.out (2col) | 10.72
0020119948 | Screw, M5X20, (x10) | 0.81
0020119949 | Bracket - heat exchanger | 0.81
0020119950 | Heat exchanger bracket (3+1) | 0.81
0020119951 | Control panel sealing foam | 1.15
0020119952 | Screw, 3,9 x 13, (x10) | 0.81
0020119953 | Front panel sealing foam side | 1.53
0020119954 | Front panel sealing foam top | 1.53
0020119955 | Bracket - plastic | 1.9
0020119956 | Screw, 3.5 x 14, (x10) | 0.81
0020119957 | Condensation connection - plastic | 1.15
0020119958 | Side panel sealing foam | 0.81
0020119959 | Side panel sealing foam | 0.81
0020119960 | Control panel sealing foam side | 0.81
0020119961 | Side panel sealing foam | 1.15
0020119962 | Clip, (x10) | 0.81
0020119963 | Side panel | 12.99
0020119964 | Side panel | 14.52
0020119965 | Bracket,Heat Exchanger(4+1) | 1.15
0020119966 | Siphon - bottom | 0.81
0020119967 | Bottom console sealing foam rear | 0.81
0020119968 | Screw, (x10) | 0.81
0020119969 | Gasket, (x10) | 1.53
0020119970 | Bottom console | 10.72
0020119971 | Bottom console (28kw) | 10.72
0020119972 | Gasket, siphon, (x10) | 2.68
0020119973 | Seal, dhw inlet, (x10) | 5.36
0020119974 | Gasket, gas pipe, (x10) | 3.05
0020119975 | Gasket, (x10) | 3.87
0020119976 | Gasket, (x10) | 4.58
0020119977 | O-ring, condensing trap, (x10) | 1.9
0020119978 | Siphon - upper | 1.15
0020119979 | Screw, 4.8X13 T20, (x10) | 0.81
0020119981 | Outlet pipe | 5.36
0020119982 | Gas pipe | 9.16
0020119983 | Gas pipe 28kw | 9.16
0020119984 | Inlet pipe | 13.71
0020119985 | FILTER PREMIX FILTER GROUP | 3.87
0020119986 | Siphon hose | 1.15
0020119987 | Clip - Pipe | 0.81
0020119988 | Hose - Flue condenate | 1.53
0020119989 | Jubilee Clip (10 - 16) TORRO 10-16/971 | 1.15
0020119990 | Bottom concole - Hydroblock | 2.68
0020119991 | Pump | 130.27
0020119995 | Hanging bracket | 1.15
0020119996 | Hose, discharge 110 mm | 0.81
0020119997 | Hose, discharge 190 mm | 0.81
0020119998 | T-connector | 0.81
0020119999 | Cap | 3.87
0020120000 | Screw, M6, (x10) | 3.87
0020120001 | O-ring, 3.5X1.5, (x10) | 0.81
0020120002 | Snap ring, (x10) | 1.53
0020120003 | User interface PCB - with keypad | 188.62
0020120004 | Harness | 15.33
0020120005 | User interface cable | 4.58
0020120006 | PCB | 122.13
0020120007 | Nc electronic board protection plastic b | 8.41
0020120008 | Sealing foam | 1.9
0020120009 | Control panel | 6.89
0020120010 | Hydrobloc, 8lt/min with filling tap | 47.22
0020120011 | Hydrobloc, 10lt/min with filling tap | 26.19
0020120051 | Front panel | 18.18
0020120052 | Gasket, (x10) | 6.07
0020120057 | Anode, 150 l | 18.18
0020120058 | Anode, 200 l | 18.18
0020120059 | Anode, 300 l | 26.19
0020120060 | Cap, anode | 5.36
0020120061 | Plug, ventilation, (x4) | 7.63
0020120063 | Flange, heating element | 29.04
0020120064 | Cap, heating element | 11.47
0020120065 | Nipple (reducing) | 6.89
0020120066 | Elbow, 1/2 | 6.07
0020120067 | Non-return valve, 1/2 | 7.63
0020120068 | Pressure relief valve, 3,5 bar | 6.07
0020120069 | Nipple (reducing) | 5.36
0020120070 | Plug, 3/4 | 3.05
0020120071 | Connection kit | 8.41
0020120072 | Pressure relief valve, 6 bar | 6.89
0020120073 | Valve, 1/2 | 7.63
0020120074 | T-connector, 1/2 | 6.07
0020120075 | Connector (double), 3/4 | 3.87
0020120076 | Connector (double), 1/2 | 2.68
0020120077 | Support, screw | 4.58
0020120078 | Support, washer | 1.53
0020120079 | Support | 6.07
0020120080 | Spacer, (x4) | 3.87
0020120081 | Spacer, (x8) | 6.07
0020120082 | Anode, 150 l | 12.99
0020120083 | Anode, 200 l | 12.99
0020120084 | Anode, 300 l | 16.69
0020120085 | Cap, anode | 3.87
0020120086 | Plug, ventilation, (x4) | 5.36
0020120088 | Flange, heating element | 19.54
0020120089 | Cap, heating element | 7.63
0020120090 | Nipple (reducing) | 8.41
0020120091 | Elbow, 1/2 | 6.89
0020120092 | Non-return valve, 1/2 | 9.94
0020120093 | Pressure relief valve, 3,5 bar | 8.41
0020120094 | Nipple (reducing) | 2.68
0020120095 | Plug, 3/4 | 1.53
0020120096 | Connection kit | 5.36
0020120097 | Pressure relief valve, 6 bar | 7.63
0020120098 | Valve, 1/2 | 9.16
0020120099 | T-connector, 1/2 | 4.58
0020120100 | Connector (double), 3/4 | 3.87
0020120101 | Connector (double), 1/2 | 2.68
0020120102 | Support, screw | 2.31
0020120103 | Support, washer | 0.81
0020120104 | Support | 3.87
0020120105 | Spacer, (x4) | 1.9
0020120106 | Spacer, (x8) | 3.87
0020120194 | Side Panel,Nitron Plus | 19.54
0020120216 | Protective Anode, Assy, VEH 50/7 | 12.21
0020120219 | Front panel | 26.19
0020120221 | Front panel | 21.44
0020120222 | Side panel | 12.21
0020120223 | Side panel | 16.69
0020120231 | Heat Exchanger, 24 KW 5Pass Single Pipe | 137.06
0020120232 | Pipe, HEx Outlet Atron 24 KW | 5.36
0020120233 | Pipe, Xinhu Pump 24kw | 5.36
0020120239 | PCB,Protherm Lynx Sigma (11kw parameter) | 77.35
0020122765 | Kit, Anode Mounting Kit, VEH 7 | 4.58
0020122766 | Protective Anode, Assy, VEH 80/7 | 12.99
0020122767 | Protective Anode, Assy, VEH 100/7 | 13.71
0020122768 | Protective Anode, Assy, VEH 120/7 | 16.69
0020122769 | Hose, Cold Water Plastic ,VEH 7 | 0.81
0020122771 | Pipe, #8 Stainless Steel, VEH 50 / 7 | 1.9
0020122772 | Pipe, #8 Stainless Steel, VEH 80 / 7 | 2.31
0020122773 | Pipe, 8 Stainless Steel, VEH 100 / 7 | 2.68
0020122774 | Pipe, #8 Stainless Steel, VEH 120 / 7 | 2.68
0020122778 | Kit, Heater Mounting Kit, VEH 7 | 12.21
0020122779 | Seal, VEH flange | 6.07
0020122780 | Spacer | 3.05
0020122781 | Thermostat, VEh 7Thermostat Group, EGO | 64.32
0020122782 | Cover, Service Cover VEH 7 | 10.72
0020122783 | Control Panel, VEH 7 Pro | 7.63
0020122784 | Grommet - electrical, Group, VEH 7 | 7.63
0020122785 | Knob, Knob Group, VEH 7 | 1.9
0020122786 | Bracket, hanger metal sheet bracket, VEH | 5.36
0020122787 | Key pad, Boost Button, VEH 7 Pro | 9.94
0020122788 | Harness, VEH 7 Pro | 64.32
0020122789 | Support,Fixing Plast. for Boost but,VEH7 | 1.15
0020122809 | Heat exchanger, gwh 11 liter | 122.13
0020122810 | Heat Exchanger Complete | 130.27
0020122811 | Base plate, Hermetic GWH | 6.07
0020122812 | Pipe, 11Lt. Hot Water Outlet | 6.07
0020122813 | Pipe, 14t HEx Hot Water Short Clip-on | 6.07
0020122816 | Immersion heater, 6kW, VEH Excl 50/7 | 94.99
0020122817 | Immersion heater, 6kW, VEH Excl 120/7 | 101.78
0020122818 | Ball Valve, Drain Cock Group VEH 6 | 9.16
0020122819 | Fascia panel, VEH 7 Exclusive | 13.71
0020122820 | Thermostat, Safety 3 pole, VEH 7 Exc | 55.09
0020122821 | Display, VEH Smart Control | 41.25
0020122822 | PCB, VEH Smart | 82.78
0020122823 | Harness, VEH 7 Exc | 108.56
0020122824 | Display, key pad VEH 7 Smart | 1.9
0020122841 | Screw, 3.5 X 15 mm (PK10) | 0.81
0020122853 | Pipe, Inlet (stainless steel) | 2.68
0020122854 | Pipe, stainless steel | 3.87
0020122855 | Pipe, stainless steel | 4.58
0020122856 | Pipe, stainless steel | 5.36
0020122857 | Pipe, stainless steel | 5.36
0020122863 | Cover | 11.47
0020122864 | Gasket | 2.31
0020122865 | Side panel | 9.16
0020122866 | Gasket | 1.53
0020122869 | Gasket | 6.07
0020122872 | Flue gas collector | 13.71
0020122873 | Gasket | 3.05
0020122875 | Fan | 55.09
0020122876 | Screw, (x10) | 0.81
0020122879 | Hose | 0.81
0020122880 | Screw, (x10) | 0.81
0020122881 | Heat exchanger | 137.06
0020122882 | Temperature limiter | 2.31
0020122884 | Cable | 0.81
0020122885 | Thermostat | 2.68
0020122887 | Sensor | 3.87
0020122890 | Front panel | 14.52
0020122892 | Support | 0.81
0020122895 | Screw, (x10) | 0.81
0020122896 | Screw, (x10) | 0.81
0020122897 | O-ring, (x10) | 1.15
0020122899 | Base plate | 6.07
0020122901 | Tube | 6.89
0020122908 | Gas valve assembly | 77.35
0020122911 | Nut, (x10) | 6.89
0020122912 | Screw, (x10) | 0.81
0020122913 | Clip, (x10) | 2.68
0020122926 | Sealing ring, (x10) | 3.87
0020122928 | Knob | 0.81
0020122929 | Knob | 0.81
0020122930 | Pin | 0.81
0020122931 | Screw, (x10) | 0.81
0020122932 | Pin, (x10) | 1.53
0020122933 | Housing | 6.07
0020122934 | PCB | 86.85
0020122935 | PCB | 82.78
0020122937 | Cover | 1.9
0020122938 | Screw, (x10) | 0.81
0020123068 | BADGE , PROTHERM small | 0.81
0020123076 | Combustion Chamber,Casing U Nitron Co.24 | 15.33
0020123077 | Combustion Chamber,Casing U Nitron Co.28 | 15.33
0020123078 | Cover,Combustion chamber front (24kw) | 10.72
0020123079 | Cover,Combustion chamber front (30kw) | 12.21
0020123080 | Pressure switch, cpl.,85/75n.c.605.99A94 | 12.99
0020123081 | Back panel,Combustion Chamber (30 kW) | 6.07
0020123082 | Casing front,Insulation Panel Front 30kW | 5.36
0020123083 | Back Panel, Insulation Panel Rear 30 kW | 5.36
0020123084 | Deflector - Right | 1.15
0020123085 | Bracket, Ddl y.odasi yan tutma saci-24kw | 0.81
0020123086 | Bracket, Ddl y.odasi yan tutma saci-30kw | 0.81
0020123087 | Screw, 3.9 X 13 mm | 0.81
0020123088 | Burner, 24Kw | 35.42
0020123089 | Burner, 28kw | 38.54
0020123090 | Injector, Ø 0,72 mm | 19.54
0020123091 | Injector, Ø 1,60 mm | 15.33
0020123092 | Injector, Ø 1,35 mm | 15.33
0020123093 | Injector, Ø 1,20 mm | 1.9
0020123094 | Injector, Ø 1,15 mm | 19.54
0020123095 | Fan, 48 w 7,5 mm venturi-W961710020 | 59.44
0020123096 | Fan,VGR0097955 NitronPLus 24 30W Cut off | 64.32
0020123097 | Draught Diverter, Hermetic,Nitron Cond. | 12.99
0020123098 | Draught Diverter, Nitron Cond.28 kW | 13.71
0020123099 | Flange gasket, Fan & hood (5 li) | 15.33
0020123100 | Diaphragm, Resrictor 83mm | 1.15
0020123101 | Pipe, Pump to Condensing Unit | 14.52
0020123102 | Pipe, Pump to Condensing 28 kW | 9.94
0020123103 | Pipe, HEX-3WV Pipe 24kW Nitron Plus | 6.07
0020123104 | Pipe,HEX-3WV Pipe 30kW Nitron Plus | 6.07
0020123105 | Heat exchanger, Nitron Condense 24 kW | 130.27
0020123106 | Heat exchanger, Nitron Condense 28 kW | 130.27
0020123107 | Flue adaptor, Chimney adaptor for gw | 2.68
0020123108 | Seal, for flue kit (whb-gw) | 2.31
0020123111 | Manifold, assy, with injectors - Burner | 26.19
0020123112 | Electrode,IgnitionRight Nitron Cond. | 3.05
0020123113 | Electrode,IgnitionLeft Nitron Cond. | 2.68
0020123115 | Butt strap, P.Connec.Body,Plastic,Atron | 2.68
0020123117 | Electrode,Ionisation Nitron Cond. | 3.05
0020123118 | Casing, Burner rear patch (24 kW) | 1.15
0020123122 | Rivet, (rb48120s) | 0.81
0020123125 | Pump, HEP UPM3 15-70 Flex | 188.62
0020123128 | Base plate, EE nitron condense 24kW | 3.87
0020123129 | Base plate, EE nitron condense 28 kW | 4.58
0020123130 | Pipe, Flexible Nitron Plus Braided S/S | 2.31
0020123131 | Heat exchanger, 10 plates | 38.54
0020123132 | Heat exchanger, 12 plates,Neva Alfalaval | 23.2
0020123137 | Control Box,Fr.Cover Asm.JaguarCondense | 6.07
0020123138 | Control Box,Fr.Cover Asm.ThemisCondense | 7.63
0020123139 | Knob, abc v0 . nevaplus pk10 | 13.71
0020123140 | Key Pad, Nitron Plus Reset Button | 0.81
0020123141 | Key Pad,Double Button,Nitron Plus | 0.81
0020123142 | PCB,Nitron Condense BMU | 86.85
0020123144 | Harness, BMU Nitron Cond-HEP | 47.22
0020123145 | Control Box, Ebox-Back_Cover NitronPlus | 3.87
0020123149 | Casing Front, Front Pan.24kW Nitron Plus | 15.33
0020123150 | Casing Front, Front Pan.30kW Nitron Plus | 16.69
0020123153 | Flap, Flap Jaguar&Themis Condense 24kW | 3.05
0020123154 | Flap, Flap Jaguar&Themis Condense 30kW | 9.16
0020123157 | Decorative part,Nitron Plus Lath 24 kW | 0.81
0020123158 | Decorative part,Nitron Plus Lath 30 kW | 0.81
0020123159 | Hinge, Hinge Nitron Plus | 0.81
0020123163 | Wiring harness | 15.33
0020123165 | Bracket, Hanging Bracket | 3.87
0020123166 | Bracket,Hanging Bracket 30kW Nitron Plus | 1.9
0020123167 | Name badge | 0.81
0020123168 | Flange gasket, Condensing unit body | 2.31
0020123169 | Seal, Lip Seal (orange) | 0.81
0020123172 | Heat recovery module, asm. W/O DD logo | 94.99
0020123174 | Hose, Condense (Bott Connection to Trap) | 1.53
0020123175 | Screw, Condensing Trap 3,5 x 8 Pk 10 | 0.81
0020123176 | Thermostat, flue gas | 10.72
0020123214 | Hydrobloc, 8lt/min with filling tap | 47.22
0020123215 | Hydrobloc, 10lt/min with filling tap | 26.19
0020123256 | Flow switch | 9.94
0020123257 | Tube | 6.89
0020123258 | Flow switch | 9.94
0020123264 | Tube, Stainless Pipe 50 l | 6.07
0020123265 | Tube, Stainless Pipe 80 l | 3.87
0020123266 | Tube, Stainless Pipe 100 l | 3.87
0020123267 | Support, DT4 Hot Water Plastic | 0.81
0020123269 | Knob, DT4 Cl. Adjust Knob | 0.81
0020123270 | Screw, 3.5 x 13 mm (x10) | 0.81
0020123271 | Cable, DT4 Cl. Led Cable | 1.9
0020123272 | Thermostat, DT4 Cl. | 12.21
0020123273 | Cover, DT4 Cl. Terminal Protection | 0.81
0020123278 | Pressure relief valve, 10 bar - with hol | 6.07
0020123279 | Pipe, DT4 Cl. Water Diverting | 0.81
0020123281 | Cable,DT4 Cl. Connecting Cable with plug | 5.36
0020123284 | Screw, fixing part for bolt | 0.81
0020123311 | Cover, service (VEH7-1 Rus) | 4.58
0020123312 | Immersion heater, DT4 Cylin. Group 50l | 31.75
0020123313 | Immersion heater, DT4 Cylin. Group 80l | 35.42
0020123314 | Immersion heater, DT4 Cylin. Group 100l | 35.42
0020123315 | Elbow, Hanging Part (VEH7-1) | 4.58
0020123482 | Casing panel, Inner Front /Side (30 kW) | 5.36
0020123543 | Heat exchanger, 12 plates | 47.22
0020123860 | Motor | 50.48
0020123861 | Mixing valve | 77.35
0020123968 | O-ring | 6.07
0020124874 | Gas valve assembly, 8 mm | 130.27
0020124895 | Flue gas cap | 50.48
0020124896 | Flue gas cap | 29.04
0020124897 | Pressure safeguard | 23.2
0020124898 | Fan | 130.27
0020124899 | Fan | 108.56
0020124900 | Low pressure chamber | 38.54
0020124901 | Hose | 2.68
0020124904 | Chamber, front | 26.19
0020124905 | Chamber, Back | 59.44
0020124906 | Chamber, front | 31.75
0020124907 | Chamber, Back | 69.21
0020124908 | Insulation kit | 29.04
0020124909 | Insulation kit | 29.04
0020124910 | Burner Nox 24kW G20 | 1492.7
0020124911 | Burner Nox 24kW G30 | 650
0020124912 | Burner Nox 30kW G20 | 544.16
0020124913 | Burner Nox 30kW G30 | 544.16
0020124914 | Electrode | 11.47
0020124915 | Sensing electrode | 9.16
0020124918 | Gas pipe | 11.47
0020124919 | Tube | 21.44
0020124920 | Tube | 23.2
0020124921 | Tube | 21.44
0020124922 | Tube | 23.2
0020124923 | Tube | 12.21
0020124924 | Tube | 18.18
0020124925 | Wiring Harness | 175.05
0020124927 | Electronics | 90.92
0020124928 | Electronics | 202.19
0020124930 | Storage water heater micro version | 130.27
0020124932 | Safety switch | 12.21
0020124933 | Cover | 15.33
0020124934 | Burner chamber | 64.32
0020124935 | Flange, 3WV | 6.07
0020125034 | AIR FILTER | 26.19
0020125272 | Front cover, combustion chamber | 18.18
0020125273 | Combustion chamber, rear plate | 35.42
0020125274 | Front cover,combustion chamber | 8.41
0020125275 | Combustion chamber, rear plate | 26.19
0020125276 | Front cover, combustion chamber | 47.22
0020125278 | Front cover, combustion chamber | 31.75
0020125279 | Combustion chamber, rear plate | 55.09
0020125284 | Combustion chamber, cover 20kW | 19.54
0020125285 | Combustion chamber rear plate | 35.42
0020125348 | FRONT RIGHT COVER | 64.32
0020125370 | PCB, low ambient kit | 86.85
0020125373 | Electronics, power module | 360.96
0020125426 | Gas pipe | 21.44
0020125427 | Screw, (x10) | 1.53
0020125429 | HANGING BRACKET | 23.2
0020125430 | Instrument panel | 35.42
0020125431 | Grommet, 230V, (x2) | 6.89
0020125432 | Plastic plate (30kW) | 35.42
0020125433 | Support heat exchanger | 10.72
0020125435 | Block plastic pump | 86.85
0020125436 | Non return valve | 9.16
0020125437 | O-ring | 4.58
0020125439 | O-ring, (x10) | 3.87
0020125441 | Pipe heat exchanger / filter | 12.99
0020125442 | Pipe filter / 3 way valve | 16.69
0020125443 | Pipe telescopic / heat exchangeur | 12.21
0020125444 | Pipe pump | 13.71
0020125445 | Pipe tank 42L | 16.69
0020125446 | Pipe expansion vessel 12L | 13.71
0020125447 | Cap | 6.89
0020125448 | O-ring, (x10) | 8.41
0020125449 | Clip, (x10) | 9.94
0020125450 | Hose | 35.42
0020125451 | Gas pipe | 21.44
0020125452 | Hose pump / tank 42L | 31.75
0020125453 | Hose tank / 3 way valve | 31.75
0020125454 | Hose tank / 3 way valve | 31.75
0020125455 | Pipe inter-tank 42L | 21.44
0020125456 | Tank 42L | 544.16
0020125458 | Cable Electronics | 6.89
0020125460 | Power cable with ON/OFF switch | 26.19
0020125461 | Button RESET | 2.68
0020125462 | Button ON/OFF | 2.31
0020125463 | Control box | 5.36
0020125465 | Siphon assembly | 19.54
0020125467 | Connection | 29.04
0020125468 | Bushing - Outlet pipe | 5.36
0020125469 | Temperature sensor | 12.21
0020125470 | Cap, (x10) | 50.48
0020125471 | Elbow | 12.21
0020125473 | Pipes, kit | 82.78
0020125474 | Gas isolation valve | 38.54
0020125476 | Gasket (x10) | 11.47
0020125478 | Harness | 21.44
0020125480 | Sensor | 41.25
0020125481 | Sensor | 41.25
0020125679 | Hose, (set incl. T-piece) | 122.13
0020126159 | FRONT PANEL VA Logo | 59.44
0020126160 | TOP COVER | 47.22
0020126161 | LEFT SIDE CASE | 23.2
0020126163 | FAN SUPPORT | 38.54
0020126166 | RIGHT SIDE COVER | 38.54
0020126167 | Grille lock | 9.94
0020126168 | FAN CAPACITOR | 47.22
0020126169 | TERMINAL BLOCK | 9.94
0020126170 | FAN MOTOR | 153.34
0020126171 | FAN | 77.35
0020126172 | COMPRESSOR | 544.16
0020126173 | COIL | 283.61
0020126217 | WASTE PIPE | 7.63
0020126478 | DISCHARGE SENSOR | 26.19
0020126479 | BASE ASSE VENTILATORE | 19.54
0020126480 | REAR COVER | 44.24
0020126481 | COIL | 175.05
0020126483 | INSTALLATION PLATE | 14.52
0020126484 | PCB SET | 59.44
0020126485 | COIL SENSOR | 26.19
0020126486 | AIR FILTER | 23.2
0020126488 | FAN MOTOR | 82.78
0020126489 | TRANSFORMER | 31.75
0020126490 | TANGENTIAL FAN | 19.54
0020126491 | TERMINAL BLOCK | 5.36
0020126492 | FAN MOTOR SUPPORT | 19.54
0020126494 | REMOTE CONTROL'S HANGER | 13.71
0020126495 | DRAIN PAN + LOUVERS | 41.25
0020126496 | Remote control | 77.35
0020126497 | Front cover | 50.48
0020126502 | RECEIVER | 50.48
0020126503 | AIR FILTER | 21.44
0020126504 | IONIZER | 35.42
0020126522 | COIL SENSOR | 26.19
0020126523 | RIGHT HANDLE | 47.22
0020126524 | COOLING PIPES CONNECTION SUPPORT | 64.32
0020126525 | REJILLA TRASERA | 50.48
0020126526 | LIQUID SERVICE VALVE | 47.22
0020126527 | LLAVE DE SERVICIO LIQUIDO | 26.19
0020126528 | COOLING PIPES CONNECTION SUPPORT | 26.19
0020126530 | Fan propeller | 77.35
0020126531 | ENVOLVENTE LATERAL DERECHO | 47.22
0020126532 | LEFT SIDE COVER | 50.48
0020126534 | GRILLE | 64.32
0020126535 | FRONT PANEL | 64.32
0020126536 | LEFT PANEL | 64.32
0020126538 | COMPRESSOR | 514.3
0020126539 | 4-Way Valve | 77.35
0020126540 | COMPRESSOR'S CAPACITOR 45MF | 50.48
0020126541 | COMPRESSOR | 449.17
0020126544 | PCB SET | 268.69
0020126546 | COIL | 238.83
0020126549 | PCB SET | 59.44
0020126551 | AIR SWING MOTOR | 35.42
0020126553 | TRANSFORMER | 38.54
0020126554 | TANGENTIAL FAN | 47.22
0020126555 | FAN MOTOR SUPPORT | 94.99
0020126556 | REAR COVER | 77.35
0020126559 | INSTALLATION PLATE | 26.19
0020126560 | DISCHARGE SENSOR | 35.42
0020126561 | COIL SENSOR | 35.42
0020126562 | FILTER | 38.54
0020126563 | AIR SWING MOTOR | 47.22
0020126564 | MOTOR | 130.27
0020126565 | TANGENTIAL FAN | 64.32
0020126566 | FAN MOTOR SUPPORT | 130.27
0020126567 | Front cover | 86.85
0020126568 | FRONT PANEL | 50.48
0020126569 | VALVE COVER | 50.48
0020126571 | LEFT HANDLE | 35.42
0020126572 | ELECTRONIC CONTROL BOX | 38.54
0020126573 | Discharge sensor | 38.54
0020126574 | INST. PLATE ELECTRONIC PARTS | 38.54
0020126575 | TOP COVER | 50.48
0020126576 | TERMINAL BLOCK | 9.94
0020126577 | MOTOR | 153.34
0020126579 | 4-WAYS VALVE | 59.44
0020126580 | CENTRAL DIVISOR | 59.44
0020126581 | UNITS BASE | 55.09
0020126582 | TEMPERATURE SENSOR | 38.54
0020126583 | RADIATOR | 38.54
0020126584 | FAN SUPPORT | 38.54
0020126585 | COIL | 360.96
0020126586 | Valve, gas service | 38.54
0020126587 | MAIN CONTROL BOARD | 325.68
0020126589 | REAR GRILLE | 64.32
0020126590 | CENTRAL DIVISOR | 64.32
0020126591 | RIGHT SIDE COVER | 64.32
0020126592 | RADIATOR | 64.32
0020126595 | COMPRESSOR'S CONDENSER | 59.44
0020126596 | TERMINAL BLOCK | 5.36
0020126597 | FAN MOTOR | 202.19
0020126598 | FAN | 94.99
0020126599 | FAN SUPPORT | 64.32
0020126600 | COIL | 689.36
0020126601 | GAS SERVICE VALVE | 47.22
0020126602 | MAIN CONTROL BOARD | 223.91
0020126603 | COIL | 419.31
0020126604 | WASTE PIPE | 31.75
0020126605 | FRONT COVER | 64.32
0020126606 | ELECTRONIC CONTROL BOX | 19.54
0020126607 | PCB SET | 69.21
0020126609 | WATER DRAINAGE JOINT-UNION SET | 23.2
0020126611 | DEFLECTORS | 35.42
0020126612 | ELECTRONIC CONTROL BOX | 26.19
0020126613 | PCB SET | 44.24
0020126614 | Casing panel, front | 59.44
0020126615 | DEFLECTORS | 29.04
0020126628 | CENTRAL DIVISOR | 38.54
0020126629 | UNITS BASE | 55.09
0020126631 | RADIATOR | 64.32
0020126632 | FAN SUPPORT | 38.54
0020126634 | GAS SERVICE VALVE | 26.19
0020126984 | REJILLA TRASERA | 3.87
0020127030 | Adapter | 9.16
0020127040 | Fan | 77.35
0020127057 | Screw, (x10) | 3.05
0020127072 | Valve, 1/2 | 18.18
0020127086 | Cover, control box front | 41.25
0020127092 | Fan | 94.99
0020127094 | Fan | 69.21
0020127095 | Fan | 90.92
0020127096 | Adapter | 9.94
0020127099 | Screw, (x10) | 5.36
0020127100 | Screw, (x10) | 4.58
0020127101 | Covering plate | 14.52
0020127102 | Connection | 18.18
0020127103 | Connection | 9.94
0020127104 | Flue restrictor 46 mm | 4.58
0020127105 | Cover, control box front | 19.54
0020127106 | Connection | 26.19
0020127107 | Connection | 15.33
0020127108 | Flue restrictor 48mm | 4.58
0020127126 | Flue restrictor 52 mm | 4.58
0020127127 | Flue restrictor 46 mm | 6.89
0020127128 | Flue restrictor 48mm | 6.89
0020127129 | Flue restrictor 52 mm | 6.89
0020127145 | Gas valve assembly | 115.35
0020127146 | Wiring harness | 9.94
0020127150 | Compressor | 2320.47
0020127151 | Compressor | 2278.4
0020127152 | Compressor | 4163.28
0020127153 | Compressor | 3309.72
0020127154 | Thermostat | 19.54
0020127155 | Clip | 5.36
0020127156 | Stud | 5.36
0020127157 | Stud | 7.63
0020127158 | Stud | 7.63
0020127159 | Accumulating tank | 137.06
0020127170 | Accumulating tank | 160.13
0020127171 | Liquid receiver | 115.35
0020127172 | Liquid receiver | 130.27
0020127173 | Liquid receiver | 153.34
0020127174 | Diverter valve | 160.13
0020127175 | Diverter valve | 160.13
0020127176 | Diverter valve | 544.16
0020127177 | PMV liquid ass. tube | 64.32
0020127178 | PMV liquid ass. tube | 130.27
0020127179 | PMV liquid ass. tube | 153.34
0020127180 | PMV liquid ass. tube | 122.13
0020127181 | Coil | 55.09
0020127182 | Coil | 82.78
0020127183 | Coil | 50.48
0020127184 | PMV solenoid coil | 130.27
0020127185 | BPHE water pipe | 360.96
0020127186 | BPHE water pipe | 360.96
0020127187 | BPHE water pipe | 325.68
0020127188 | Tube | 392.17
0020127189 | Tube | 650
0020127190 | Tube | 544.16
0020127191 | BPHE water pipe | 803.34
0020127192 | Control box assembled | 1602.62
0020127193 | Control box assembled | 1450.63
0020127194 | Control box assembled | 2781.85
0020127195 | Control box assembled | 4938.12
0020127196 | Transformer | 160.13
0020127197 | Transformer | 297.18
0020127198 | Drain pipe | 11.47
0020127199 | Expansion vessel | 223.91
0020127200 | Expansion vessel | 268.69
0020127203 | Electronics, GMC 4-6-8-12-15kW | 544.16
0020127204 | Plate to plate heat exchanger | 1298.65
0020127205 | Plate to plate heat exchanger | 1527.98
0020127206 | Plate to plate heat exchanger | 1901.16
0020127207 | Plate to plate heat exchanger | 2705.86
0020127208 | Pump | 650
0020127209 | Pump | 1184.66
0020127210 | Sensor | 108.56
0020127211 | Flow switch | 175.05
0020127212 | Flow switch | 238.83
0020127213 | Automatic de-aerator | 50.48
0020127214 | Pressure relief valve | 77.35
0020127217 | Vessel bracket | 35.42
0020127218 | Suction accumulator bracket | 29.04
0020127219 | Suction accumulator bracket | 29.04
0020127220 | Vessel bracket | 31.75
0020127221 | Control box bracket | 31.75
0020127222 | Motor adapter | 47.22
0020127224 | sensor (TD,TL) | 283.61
0020127227 | Sensor (TE,TS,TO) | 325.68
0020127230 | sensor (TO) | 47.22
0020127231 | Base | 38.54
0020127232 | Base | 175.05
0020127233 | Terminal strip 3P, 20A | 64.32
0020127234 | Terminal strip 6P, 20A | 77.35
0020127235 | Terminal strip 3P, 60A | 153.34
0020127236 | Electronics | 1413.99
0020127238 | Electronics | 1298.65
0020127241 | Rectifier | 325.68
0020127242 | Clamp | 130.27
0020127244 | Room control | 917.33
0020127245 | Front panel | 763.99
0020127246 | Front panel | 763.99
0020127247 | Side panel | 325.68
0020127248 | Side panel | 419.31
0020127249 | Back panel | 572.65
0020127250 | Back panel | 917.33
0020127251 | Panel | 325.68
0020127252 | Pillar | 94.99
0020127253 | Pillar | 101.78
0020127254 | Cover | 325.68
0020127255 | Dress guard | 1184.66
0020127256 | Fan Motor | 223.91
0020127257 | Fan Motor | 419.31
0020127258 | Fan Motor | 392.17
0020127259 | Nut | 12.99
0020127260 | Propeller | 115.35
0020127261 | Propeller | 115.35
0020127262 | Nose | 77.35
0020127263 | Handle | 23.2
0020127264 | Evaporator | 5670.9
0020127265 | Evaporator | 3061.39
0020127266 | Evaporator | 9528.85
0020127267 | Dress guard | 47.22
0020127268 | Dress guard | 55.09
0020127269 | Dress guard | 55.09
0020127270 | Compressor | 2278.4
0020127271 | Compressor | 4167.35
0020127272 | Compressor | 3309.72
0020127273 | Thermostat | 19.54
0020127274 | Clip | 6.89
0020127275 | Stud | 6.89
0020127276 | Stud | 7.63
0020127277 | Accumulating tank | 145.2
0020127278 | Accumulating Tank | 153.34
0020127279 | Liquid receiver | 153.34
0020127282 | Liquid receiver | 188.62
0020127283 | Diverter valve | 137.06
0020127284 | Diverter valve | 449.17
0020127285 | PMV liquid ass. tube | 130.27
0020127286 | PMV liquid ass. tube | 160.13
0020127287 | PMV liquid ass. tube | 122.13
0020127288 | Coil | 64.32
0020127289 | Coil | 64.32
0020127290 | PMV solenoid coil | 145.2
0020127291 | BPHE water pipe | 268.69
0020127292 | Tube | 297.18
0020127293 | Tube | 449.17
0020127294 | BPHE water pipe | 689.36
0020127295 | Control box assembled | 4127.99
0020127296 | Control box assembled | 4928.62
0020127297 | Impedance | 160.13
0020127298 | Impedance | 283.61
0020127299 | Drain pipe | 11.47
0020127300 | Expansion vessel | 223.91
0020127301 | Expansion vessel | 283.61
0020127304 | Electronics, GMC 4-6-8-12-15kW | 572.65
0020127305 | Plate to plate exchanger | 1901.16
0020127306 | Plate to plate exchanger | 2613.58
0020127307 | Pump | 689.36
0020127308 | Pump | 1222.66
0020127309 | Sensor | 115.35
0020127310 | Flow switch | 238.83
0020127311 | Automatic de-aerator | 55.09
0020127312 | Pressure relief valve | 77.35
0020127313 | Vessel bracket | 44.24
0020127314 | Suction accumulator bracket | 29.04
0020127315 | Suction accumulator bracket | 19.54
0020127316 | Vessel bracket | 35.42
0020127317 | Control box bracket | 29.04
0020127318 | Motor adapter | 47.22
0020127320 | Sensor 4mm (TD) | 283.61
0020127323 | Sensor 6mm (TE) | 572.65
0020127326 | Base | 202.19
0020127327 | Terminal strip 3P, 20A | 64.32
0020127328 | Terminal strip 6P, 20A | 59.44
0020127329 | Terminal strip 3P, 60A | 160.13
0020127333 | Rectifier | 297.18
0020127334 | Clamp | 137.06
0020127404 | Adapter 80/125 | 16.69
0020127454 | Clip | 2.31
0020127468 | Wiring harness | 94.99
0020127469 | Gas connection tube | 13.71
0020127488 | Igniter | 13.71
0020127490 | Screw, (x10) | 2.31
0020127491 | Screw, (x10) | 2.68
0020127496 | Screw, (x10) | 2.68
0020127558 | Gasket, 24x15x2, (x10) | 3.87
0020127562 | Screw, (x10) | 3.05
0020127599 | Manifold, Brass (Safety Group) | 115.35
0020127600 | Pressure relief valve | 35.42
0020127601 | Heating rod | 188.62
0020127603 | Gasket, heating rod | 8.41
0020127604 | Thermostat, cylinder controls twin | 115.35
0020127605 | Thermostat, cylinder controls cut off | 90.92
0020127606 | Casing (EPP) | 86.85
0020127607 | Cover, without logo | 31.75
0020127608 | Valve, motorised (2-port) | 223.91
0020127609 | Manifold, Brass (Safety Group) | 115.35
0020127610 | Pressure relief valve | 35.42
0020127611 | Heating rod | 188.62
0020127613 | Gasket, heating rod | 8.41
0020127614 | Thermostat, cylinder controls twin | 115.35
0020127615 | Thermostat, cylinder controls cut off | 90.92
0020127618 | Wiring harness | 21.44
0020127619 | Cable bushing | 2.68
0020127633 | FAN NOZZLE | 86.85
0020127634 | LEFT SIDE CASE | 64.32
0020127635 | Cover plate, top | 64.32
0020127636 | CIERRE REJILLA | 50.48
0020127638 | FRONT GRILLE | 59.44
0020127639 | REAR GRILLE | 41.25
0020127640 | CENTRAL DIVISOR | 59.44
0020127641 | FAN'S SUPPORT | 64.32
0020127642 | RIGHT HANDLE | 31.75
0020127643 | COOLING CONNECTION SUPPORT | 64.32
0020127644 | UNIT'S BASE | 86.85
0020127645 | Sensor, discharge | 50.48
0020127648 | Cover plate, right | 64.32
0020127649 | Relay | 94.99
0020127650 | ELECTRONIC CONTROL BOX | 64.32
0020127651 | CAPACITOR 5uF | 64.32
0020127652 | RIGHT SIDE COVER | 64.32
0020127653 | REGLETA | 41.25
0020127654 | REGLETA | 50.48
0020127656 | Motor, fan | 360.96
0020127657 | Fan propeller | 90.92
0020127658 | COMPRESSOR | 1222.66
0020127659 | COIL | 877.98
0020127660 | High switch + oil separator | 90.92
0020127661 | LIQUID SERVICE VALVE | 47.22
0020127663 | Valve, 4-way | 160.13
0020127664 | PCB, main | 64.32
0020127666 | 10ACCUMULATOR | 94.99
0020127694 | Cover plate | 23.2
0020127744 | Sensor (TD) | 238.83
0020127747 | Sensor | 253.76
0020127771 | Front panel | 1492.7
0020127772 | Front panel | 1031.32
0020127773 | Side panel | 325.68
0020127774 | Side panel | 419.31
0020127775 | Back panel | 572.65
0020127776 | Back panel | 841.34
0020127777 | Panel | 325.68
0020127778 | Pillar | 82.78
0020127779 | Pillar | 86.85
0020127780 | Cover | 297.18
0020127781 | Fan guard grill- 1 fan | 1184.66
0020127782 | Fan guard grill- 2 fan | 1613.47
0020127783 | Fan Motor | 202.19
0020127784 | Fan Motor | 419.31
0020127785 | Fan Motor | 360.96
0020127786 | Nut | 13.71
0020127787 | Propeller | 115.35
0020127788 | Propeller | 108.56
0020127789 | Nose | 82.78
0020127790 | Handle | 23.2
0020127791 | Evaporator | 1492.7
0020127792 | Evaporator | 1492.7
0020127793 | Evaporator | 5670.9
0020127794 | Evaporator | 3061.39
0020127795 | Evaporator | 9528.85
0020127796 | Coil guard net | 38.54
0020127797 | Coil guard net | 47.22
0020127798 | Coil guard net | 55.09
0020127799 | Coil guard net | 55.09
0020127800 | Compressor | 993.32
0020127968 | Fan (cooler) | 238.83
0020127969 | Generator, rotor | 514.3
0020127970 | Electrode, spark plug | 94.99
0020127971 | Coil, ignition coil | 253.76
0020127972 | Coil, pulser | 59.44
0020127973 | Pressure relief valve w.thermost.+sensor | 1450.63
0020127974 | Sensor, lambda sensor | 607.94
0020127975 | Sensor, water temperature | 23.2
0020127976 | Sensor, oil pressure | 283.61
0020127977 | Sensor, indoor-, exhaust temperature | 64.32
0020127978 | Hose | 12.21
0020127979 | Hose | 29.04
0020127980 | Hose | 94.99
0020127981 | Hose | 29.04
0020127982 | Hose | 90.92
0020127983 | Hose | 7.63
0020127984 | Hose | 10.72
0020127985 | Hose | 6.89
0020127986 | Hose | 10.72
0020127987 | Hose | 10.72
0020127988 | Filter (condensate) | 175.05
0020127989 | Filter (condensate) | 115.35
0020127990 | Hose | 23.2
0020127991 | Hose | 19.54
0020127992 | Hose | 18.18
0020127993 | Hose | 18.18
0020127994 | Hose | 15.33
0020127995 | Hose | 13.71
0020127996 | Clamp, 10.5 mm, (x10) | 21.44
0020127997 | Back panel | 325.68
0020127998 | Cover | 64.32
0020127999 | Cover | 64.32
0020128000 | Cover | 108.56
0020128001 | Support | 29.04
0020128002 | Support | 21.44
0020128003 | Cover | 31.75
0020128004 | Housing (air filter) | 325.68
0020128005 | Cover | 59.44
0020128006 | Support | 44.24
0020128007 | Fastening kit (service) | 69.21
0020128043 | RIGHT PANEL | 108.56
0020128044 | UNIT'S BASE | 47.22
0020128045 | FRONT GRILLE | 82.78
0020128046 | COIL | 449.17
0020128047 | ELECTRONIC PARTS COVER | 35.42
0020128048 | FAN NOZZLE | 77.35
0020128049 | PCB | 64.32
0020128050 | AIR CLEANER FILTER+SUPPORT | 26.19
0020128051 | COIL ATTACHMENTS | 23.2
0020128052 | Sensor, discharge | 2.31
0020128053 | Sensor, temperature | 19.54
0020128054 | AIR FILTER | 23.2
0020128055 | RESISTENCIA | 122.13
0020128056 | Remote Control | 108.56
0020128058 | MOTORE DEFLETTORI | 35.42
0020128059 | Motor, fan | 175.05
0020128061 | LEFT SIDE PANEL | 82.78
0020128062 | REAR COVER | 115.35
0020128063 | TOP COVER | 44.24
0020128064 | Transformer | 55.09
0020128065 | Fan | 86.85
0020128066 | Capacitor, fan | 31.75
0020128067 | FAN MOTOR SUPPORT | 31.75
0020128068 | FRONT SHEET | 50.48
0020128069 | Receiver | 82.78
0020128070 | THERMOSTAT | 38.54
0020128165 | DRAIN PAN | 101.78
0020128166 | COIL | 419.31
0020128167 | DRAIN PUMP | 101.78
0020128168 | CASING | 145.2
0020128170 | Remote control | 94.99
0020128171 | MOTOR | 223.91
0020128173 | FLOAT SWITCH | 44.24
0020128174 | CTJO.MANGUERA DESAGšE | 38.54
0020128175 | FRONT PANEL | 360.96
0020128177 | PCB | 86.85
0020128178 | RECEIVER | 101.78
0020128179 | FAN | 94.99
0020128180 | POLYESTYRENE PAN | 94.99
0020128181 | Support Plate | 35.42
0020128183 | COIL'S SUPPORT PLATTE | 38.54
0020128184 | Motor, air swing | 59.44
0020128185 | GALLEGGIANTE | 38.54
0020128186 | TRANSFORMER | 64.32
0020128187 | REGLETA | 38.54
0020128188 | REGLETA | 38.54
0020128189 | CONDENSATOR | 38.54
0020128190 | DISCHARGE SENSOR | 44.24
0020128237 | O-ring, 14x9,5x2,5, (x10) | 2.31
0020128239 | O ring 45x5 (set 5 pc) | 3.87
0020128241 | Thermostat clip AVB | 1.9
0020128371 | FRONT GRILLE | 64.32
0020128373 | TOP COVER | 101.78
0020128374 | TOP COVER | 64.32
0020128375 | LEFT SIDE CASE | 64.32
0020128377 | REAR GRILLE | 59.44
0020128378 | CENTRAL DIVISOR | 64.32
0020128379 | FAN SUPPORT | 115.35
0020128380 | RIGHT HANDLE | 64.32
0020128382 | ELECTRONIC CONTROL BOX | 64.32
0020128383 | UNIT'S BASE | 160.13
0020128384 | Temperature sensor | 29.04
0020128385 | HANDLE | 44.24
0020128386 | CIERRE REJILLA | 44.24
0020128387 | Sensor, temperature | 47.22
0020128389 | Transformer | 77.35
0020128390 | Capacitor, fan | 47.22
0020128392 | CARTER RESITANCE | 69.21
0020128393 | TERMINAL BLOCK | 44.24
0020128394 | TERMINAL BLOCK | 44.24
0020128395 | TERMINAL BLOCK | 44.24
0020128396 | Motor, fan 1 | 297.18
0020128397 | Motor, fan 2 | 297.18
0020128398 | Fan propeller | 86.85
0020128399 | 10ACCUMULATOR | 130.27
0020128400 | Compressor, Sanyo C-SBN373H8D | 1145.31
0020128401 | COIL | 572.65
0020128402 | COIL | 514.3
0020128403 | PIPING | 101.78
0020128404 | DISCHARGE SENSOR | 47.22
0020128405 | SUCTION PIPE | 82.78
0020128407 | GAS SERVICE VALVE | 55.09
0020128409 | PCB | 101.78
0020128455 | Fastening kit (vibration limiter) | 223.91
0020128468 | Cover | 31.75
0020128469 | Clamp, 13 mm, (x10) | 26.19
0020128470 | Clamp, 8 mm, (x10) | 19.54
0020128471 | Clamp, 18,7 mm, (x10) | 64.32
0020128472 | Clamp, 25 mm, (x10) | 35.42
0020128473 | Clamp, 25-27 mm, (x10) | 59.44
0020128486 | Control, Examaster v3 HSD IT | 392.17
0020128487 | Control, Examaster v3 Bulex | 419.31
0020128489 | Control, SystemPro v3 /GW | 392.17
0020128490 | Control, Examaster v3 PT CZ SK DE | 392.17
0020128491 | Control, Examaster v3 SD HR SL PL AT | 392.17
0020128506 | TOP COVER | 38.54
0020128508 | REAR GRILLE | 35.42
0020128510 | FAN'S SUPPORT | 77.35
0020128512 | UNIT'S BASE | 38.54
0020128513 | Right side cover | 31.75
0020128514 | Capacitor, compressor | 55.09
0020128515 | TERMINAL BLOCK | 23.2
0020128516 | AIR SWING MOTOR | 160.13
0020128517 | KOMPRESOR | 480.38
0020128518 | COIL | 360.96
0020128519 | SERVICE VALVE 3/8 | 38.54
0020128529 | Plug (3pin connector) | 8.41
0020128576 | Low ambient kit | 77.35
0020128600 | Gas conversion set ELGA G31 -> G20 | 297.18
0020128607 | TOP COVER | 26.19
0020128613 | RIGHT SIDE COVER | 26.19
0020128614 | WATER COLLECTOR | 19.54
0020128615 | Motor, fan | 130.27
0020128616 | COMPRESSOR | 360.96
0020128617 | COIL | 325.68
0020128618 | GAS SERVICE VALVE | 29.04
0020128696 | Wiring harness | 35.42
0020128697 | Wiring harness | 35.42
0020128698 | Wiring harness VC | 35.42
0020128699 | Wiring harness VCW classic | 35.42
0020128700 | Wiring harness VCW exclusiv | 44.24
0020128701 | Wiring harness hydraulics | 38.54
0020128702 | Wiring harness hydraulics | 38.54
0020129034 | Insulation, for plate to plate HE | 6.89
0020129035 | Flue gas restrictor D.43,5mm | 2.68
0020129036 | Flue gas restrictor D.44mm | 2.68
0020129322 | VR 81/2 | 153.34
0020129397 | Plastic plate (25kW) | 59.44
0020129398 | Flexible hose | 5.36
0020129399 | Support heat exchanger | 8.41
0020129400 | Tap | 419.31
0020129402 | Cap, (x4) | 29.04
0020129404 | Gas pipe | 19.54
0020129405 | Hose | 23.2
0020129406 | Support heat exchanger | 9.16
0020129408 | GRILLE | 188.62
0020129409 | FAN NOZZLE | 188.62
0020129410 | TOP COVER | 202.19
0020129411 | FRONT COVER | 202.19
0020129412 | DISPLAY COVER | 202.19
0020129413 | REAR GRILLE | 202.19
0020129414 | RIGHT SIDE GRILLE | 160.13
0020129416 | COIL RIGHT SUPPORT | 202.19
0020129417 | COIL SUPPORT | 202.19
0020129418 | FAN SUPPORT | 202.19
0020129419 | COOLING PIPES CONNECTION SUPPORT | 202.19
0020129420 | ELECTRONIC MATERIAL SUPPORT | 202.19
0020129421 | UNIT'S BASE | 419.31
0020129422 | DISCHARGE SENSOR | 202.19
0020129423 | FILTER BOARD | 7.63
0020129424 | RADIATOR | 202.19
0020129425 | COIL EEV SOLENOIDE | 69.21
0020129426 | Sensor, temperature | 175.05
0020129427 | COMPRESSOR BASE | 202.19
0020129428 | FLOAT VALVE | 223.91
0020129429 | ELECTRONIC MATERIAL SUPPORT | 202.19
0020129430 | ACCUMULATOR | 238.83
0020129431 | CAPILLARY | 29.04
0020129432 | OIL SEPARATOR | 202.19
0020129433 | TERMINAL BLOCK | 108.56
0020129434 | TERMINAL BLOCK | 10.72
0020129435 | PIPING | 41.25
0020129436 | Motor, fan | 841.34
0020129437 | Fan propeller | 153.34
0020129438 | LIQUID SEPARATOR | 325.68
0020129439 | CRANKCASE HEATER | 283.61
0020129440 | COMPRESSOR | 1939.15
0020129442 | COIL | 2186.13
0020129443 | DISCHARGE SENSOR | 360.96
0020129444 | Solenoide valve | 153.34
0020129445 | Solenoide valve | 26.19
0020129446 | PRESOSTATO DIFERENCIAL | 153.34
0020129447 | HIGH PRESSURE SWITCH | 153.34
0020129448 | LOW PRESSURE VALVE | 153.34
0020129449 | GAS SERVICE VALVE | 153.34
0020129450 | 4-WAYS VALVE | 15.33
0020129451 | Valve, 4-way solenoide | 19.54
0020129453 | PCB SET | 956.69
0020129455 | Printed circuit board, power module | 101.78
0020129456 | Inductor | 283.61
0020129457 | ELECTRONIC PARTS COVER | 202.19
0020129458 | ELECTRONIC CONTROL BOX | 202.19
0020129459 | DC Fan board | 115.35
0020129460 | LEFT SIDE PANEL | 202.19
0020129461 | RIGHT-REAR SIDE COVER | 202.19
0020129462 | GAS VALVE'S HANGER | 11.47
0020129463 | Vacuum pipe | 268.69
0020129548 | Wiring harness | 44.24
0020129551 | Support | 41.25
0020129691 | Pump, VHSL 15/6 HE-2-12 | 122.13
0020129697 | Pipe, pump | 59.44
0020129698 | Harness, E6-14K13 | 21.44
0020129699 | Harness, E18-28K13 | 23.2
0020129702 | Terminal block VK3 10/10 - grey | 4.58
0020129703 | Terminal block VK3 10/10 - blue | 5.36
0020129704 | Terminal block VK3 10/10 - grouding | 11.47
0020129705 | Terminal block VK3 2,5/5 - grey | 2.68
0020129706 | Terminal cap-10mm grey | 2.31
0020129711 | Heating element, 3kW with wires | 82.78
0020129712 | Heating element, 6kW with wires | 94.99
0020129724 | Pressure safety device, plast. | 8.41
0020129731 | Pipe, outlet 1 | 29.04
0020129813 | Screw, (x10) | 2.31
0020129815 | Housing of motor pump dcw | 38.54
0020129816 | O-ring, (x10) | 3.05
0020129817 | Storage water heater bi-material 20 L | 325.68
0020129818 | Manifold, water tank, (x2) | 5.36
0020129819 | Tube (L=552 mm, D=18 mm) | 5.36
0020129820 | Pipe filter / 3WV | 14.52
0020129821 | Pipe connection / tank 21L | 21.44
0020129822 | Connection pump | 19.54
0020129823 | Pipe tank 21L | 6.89
0020129824 | Gas pipe (25kW) | 18.18
0020129825 | Plug | 10.72
0020129826 | Pipes, kit | 115.35
0020129827 | Washer bag kit | 2.31
0020129828 | Support - Expansion Vessel | 3.87
0020129829 | Support, EV | 3.87
0020129830 | Drain tap | 4.58
0020129831 | Room control | 841.34
0020129913 | PCB | 202.19
0020129914 | Pcb Set | 175.05
0020130010 | Company plaque - ThemaCONDENS | 7.63
0020130230 | Support siphon | 1.53
0020130231 | Cover control slot, white | 6.89
0020130243 | Seal ring, special profile | 8.41
0020130244 | Resistor | 86.85
0020130245 | Anode | 21.44
0020130440 | Wiring harness | 90.92
0020130441 | Coil | 803.34
0020130442 | Generator, blower wheel | 21.44
0020130443 | Clamp, 8 mm, (x10) | 12.99
0020130489 | Cover control slot, grey | 6.07
0020130490 | Cover control slot, silver coloured | 12.99
0020130491 | Cover control slot, grey | 6.89
0020130543 | Pitot tubes (venturie) with caps | 29.04
0020130588 | Fastening kit (screws + plugs) | 3.05
0020130611 | Tube | 6.07
0020130660 | Gasket (for VKK ecoVIT only) | 13.71
0020130661 | FRONT PANEL | 55.09
0020130662 | TOP COVER | 55.09
0020130663 | LEFT SIDE CASE | 47.22
0020130667 | Transformer | 82.78
0020130668 | Motor, fan | 238.83
0020130669 | COIL | 480.38
0020130670 | LIQUID SERVICE VALVE | 38.54
0020130671 | 4-WAYS VALVE | 101.78
0020130763 | Pump | 325.68
0020130764 | Tube | 18.18
0020130765 | Tube | 18.18
0020130796 | Printed circuit board | 223.91
0020130797 | Display | 94.99
0020130798 | Electrode, ignition, (x2) | 59.44
0020130799 | Electrode, ignition, (x2) | 69.21
0020130800 | Electrode, ionisation | 31.75
0020130928 | Insulation | 41.25
0020130929 | Shell | 122.13
0020130930 | Shell | 238.83
0020130931 | Siphon/trap | 90.92
0020130932 | Flue gas collector | 145.2
0020130933 | Support | 35.42
0020130934 | Support | 19.54
0020130935 | Tie rod, (x2) | 21.44
0020130936 | Hose | 35.42
0020130937 | Flue gas duct | 77.35
0020130938 | Hose | 31.75
0020130939 | Insulation | 59.44
0020130940 | Insulation | 101.78
0020130941 | Burner | 2256.69
0020130942 | Pressure safeguard | 122.13
0020130943 | Cover, incl. gasket | 29.04
0020130944 | Injector, air nozzle (16) | 101.78
0020130945 | Support, air nozzle | 101.78
0020130946 | Cable, ionisation | 26.19
0020130947 | Ignition cable, (x2) | 35.42
0020130948 | Heat exchanger, preheater | 238.83
0020130949 | Tube, oil pipe | 50.48
0020130950 | Motor | 238.83
0020130951 | Capacitor | 35.42
0020130952 | Pump, oil pump | 360.96
0020130953 | Fan | 724.64
0020130954 | Wiring harness | 82.78
0020130955 | Wiring harness | 55.09
0020130956 | Flame tube | 392.17
0020130957 | Tool, setting gauge | 35.42
0020130958 | Burner | 2256.69
0020130959 | Pressure safeguard | 122.13
0020130960 | Flame tube | 607.94
0020130961 | Burner | 2407.32
0020130962 | Pressure safeguard | 122.13
0020130963 | Support, air nozzle | 360.96
0020130964 | Fan | 1145.31
0020130965 | Flame tube | 689.36
0020130966 | Burner flange | 130.27
0020130967 | Flange | 238.83
0020130968 | Seal, rope seal flange | 44.24
0020130969 | Back panel | 101.78
0020130970 | Back panel | 145.2
0020130971 | Hose (kit) | 82.78
0020130972 | Pad | 9.16
0020130973 | Hose | 12.21
0020130974 | Hose | 31.75
0020130975 | Support | 38.54
0020130976 | Insulation, right | 47.22
0020130977 | Insulation, left | 47.22
0020130978 | Insulation | 44.24
0020130979 | Support, burner maintenance | 29.04
0020130980 | Strap, (x2) | 3.87
0020130981 | Cover | 31.75
0020130982 | Cover | 31.75
0020130983 | Wiring harness | 59.44
0020130984 | Wiring harness | 18.18
0020130985 | Pressure safeguard | 69.21
0020130986 | Pressure safeguard | 69.21
0020130987 | Hose (kit) | 16.69
0020130988 | Seal, rope seal heat exchanger | 35.42
0020130989 | Side panel, left | 160.13
0020130990 | Side panel, right | 188.62
0020130991 | Side panel, left | 223.91
0020130992 | Side panel, right | 223.91
0020130993 | Support | 11.47
0020130994 | Cover | 238.83
0020130995 | Cover | 253.76
0020130996 | Front panel | 108.56
0020130997 | Rail | 12.21
0020130998 | Temperature limiter | 14.52
0020130999 | Wiring harness | 9.16
0020131000 | Insulation | 41.25
0020131001 | Insulation | 41.25
0020131002 | Insulation | 26.19
0020131003 | Company plaque | 12.99
0020131004 | Plug | 3.87
0020131005 | Shell | 3.87
0020131006 | Insulation, insulation plate | 137.06
0020131008 | Wiring harness | 15.33
0020131009 | Gasket | 14.52
0020131010 | Gasket | 9.16
0020131011 | Cable | 29.04
0020131012 | Cable | 29.04
0020131013 | Support, air nozzle | 108.56
0020131014 | O-ring burner flange | 16.69
0020131017 | Gasket | 11.47
0020131018 | Gasket | 14.52
0020131024 | Heat exchanger, preheater | 238.83
0020131025 | Printed circuit board (Inverter) | 4735.93
0020131026 | Printed circuit board (ECU) | 1899.8
0020131027 | Insert, Condensate limiter | 12.21
0020131080 | Thermostat with wiring harness | 202.19
0020131081 | Thermostat | 115.35
0020131082 | Cable tree (harness) | 108.56
0020131083 | Cable | 14.52
0020131084 | Insulation | 6.07
0020131085 | Temperature monitor | 29.04
0020131086 | Temperature monitor | 29.04
0020131225 | PCB, main | 297.18
0020131240 | PCB, main | 360.96
0020131441 | Telescopic connection 1/2 | 12.99
0020131442 | Telescopic connection 3/4 | 18.18
0020131443 | Water tap | 18.18
0020131444 | Bag, Pipe Kit DIN Hermann | 64.32
0020131445 | Flue adaptor, equipped | 26.19
0020131446 | Washer | 2.68
0020131447 | Flow limitor 14L (x10) | 23.2
0020131559 | UNIT'S BASE | 392.17
0020131560 | COMPRESSOR BASE | 153.34
0020131561 | FLOAT VALVE | 223.91
0020131562 | ELECTRONIC MATERIAL SUPPORT | 153.34
0020131563 | PIPING | 35.42
0020131564 | HIGH PRESSURE SWITCH | 160.13
0020131565 | LOW PRESSURE VALVE | 145.2
0020131566 | GAS SERVICE VALVE | 160.13
0020131567 | 4-WAYS VALVE | 449.17
0020131569 | INVERTER MODULE | 21.44
0020131637 | Pump | 360.96
0020132098 | COMPRESSOR BASE | 188.62
0020132099 | FLOAT VALVE | 253.76
0020132100 | ACCUMULATOR | 223.91
0020132101 | 4-WAYS VALVE | 13.71
0020132102 | ELECTRONIC EXPANSION VALVE | 297.18
0020132103 | ELECTRONIC CONTROL BOX | 268.69
0020132157 | FAN SUPPORT | 69.21
0020132192 | RIGHT SIDE COVER | 35.42
0020132193 | TOP COVER | 38.54
0020132195 | FRONT RIGHT COVER | 35.42
0020132198 | FAN'S SUPPORT | 35.42
0020132199 | VALVE COVER | 13.71
0020132205 | INVERTER MODULE | 607.94
0020132206 | RADIATOR | 153.34
0020132208 | DISCHARGE SENSOR | 8.41
0020132210 | FAN'S CONDENSER | 3.05
0020132214 | FAN | 31.75
0020132215 | CARTER RESISTANCE | 19.54
0020132216 | COMPRESSOR | 544.16
0020132218 | ELECTRONIC EXPANSION VALVE | 77.35
0020132219 | ELECTRONIC EXPANSION VALVE'S COIL | 59.44
0020132221 | SERVICE VALVE 3/8 | 23.2
0020132223 | Printed circuit board | 689.36
0020132224 | REACTOR | 175.05
0020132225 | REACTOR | 160.13
0020132260 | Gas conversion set G20, Thema Nox | 325.68
0020132261 | Gas conversion set G20, Themafast Nox | 360.96
0020132290 | Orifice plate, 5.65 mm | 3.87
0020132291 | Orifice plate, 6.1 mm | 4.58
0020132292 | Orifice plate, 5.8 mm | 3.87
0020132293 | Orifice plate, 6.9 mm | 3.87
0020132294 | Orifice plate, 4.8 mm | 3.87
0020132295 | Orifice plate, 5.95 mm | 3.87
0020132296 | Orifice plate, 5.2 mm | 3.87
0020132297 | Orifice plate, 7.3 mm | 3.87
0020132306 | Light | 26.19
0020132307 | Connection kit (repairing) | 23.2
0020132308 | Control | 29.04
0020132309 | Heating element | 101.78
0020132310 | Heating element | 108.56
0020132311 | Heating element | 160.13
0020132312 | Heating element | 145.2
0020132313 | Heating element | 160.13
0020132314 | Heating element | 153.34
0020132315 | O-ring | 3.05
0020132330 | Casing front, | 122.13
0020132404 | O-ring, (x10) | 7.63
0020132405 | O-ring, (x10) | 8.41
0020132406 | O-ring, (x10) | 9.16
0020132407 | O-ring, (x10) | 9.16
0020132408 | O-ring, (x10) | 9.94
0020132409 | Gasket, (x10) | 6.07
0020132410 | Clip, (x10) | 6.89
0020132411 | Clip, (x10) | 21.44
0020132412 | Clip, (x10) | 19.54
0020132413 | Clip, (x10) | 7.63
0020132414 | Clip, (x10) | 12.21
0020132415 | Clip, (x10) | 18.18
0020132416 | Clip, (x10) | 21.44
0020132419 | Screw, (x10) | 7.63
0020132420 | Screw, (x10) | 3.87
0020132431 | Installation kit | 3.87
0020132433 | Gas connestion G1/2 - G3/4 | 11.47
0020132434 | Gas connestion G3/4 - G3/4 | 9.16
0020132435 | Injector, pilot burner, 0.24 mm, (x10) | 10.72
0020132537 | Casing | 689.36
0020132538 | Insulation | 130.27
0020132539 | Insulation | 122.13
0020132541 | Insulation | 130.27
0020132542 | Continuous flow controller 0-6l/min | 137.06
0020132543 | Continuous flow controller 0-6l/min | 145.2
0020132545 | Continuous flow controller 0-36l/min | 145.2
0020132546 | Continuous flow controller 0-36l/min | 145.2
0020132657 | Terminal strip 3P, 30A | 64.32
0020132658 | Terminal strip 3P, 30A | 82.78
0020132670 | Wiring harness | 64.32
0020132671 | Wiring harness | 50.48
0020132682 | Diverter valve, brass, with adaptor | 115.35
0020132683 | Diverter valve, brass | 122.13
0020132684 | Cover rear exit | 108.56
0020132703 | RADIATOR | 153.34
0020132706 | COMPRESSOR CAPACITOR | 35.42
0020132714 | COIL | 253.76
0020132723 | REACTANCE (R2503) | 101.78
0020132764 | Printed circuit board | 223.91
0020132811 | Thermostat, double | 94.99
0020132846 | Seal of panel (x2) | 8.41
0020132847 | Instrument panel | 55.09
0020132848 | Brand name (x10) | 14.52
0020132851 | Strip terminal | 13.71
0020132852 | Insulation | 9.16
0020132853 | Pipe bushing | 12.21
0020132854 | Burner manifold G30 | 122.13
0020132855 | Burner manifold G30 | 122.13
0020132856 | Gas manifold 17 inj. G20 | 44.24
0020132857 | Burner support G20 | 115.35
0020132858 | Burner manifold G20 | 122.13
0020132859 | Coil | 31.75
0020132860 | Strap (x2) | 5.36
0020132861 | Ashtray | 13.71
0020132862 | Motor pump 1300L/h | 188.62
0020132863 | Tube expansion vessel dcw | 47.22
0020132865 | Hose dcw | 55.09
0020132866 | Hose dcw | 47.22
0020132867 | Hose dcw | 44.24
0020132868 | Storage water heater tube | 16.69
0020132869 | Tube heating | 31.75
0020132870 | Tube heating | 18.18
0020132871 | Housing of Vortex with plug | 21.44
0020132872 | Tube heating | 13.71
0020132873 | Tube heating | 12.99
0020132874 | Pumpe pipe | 9.94
0020132875 | Tube heating | 11.47
0020132876 | Gas connection tube | 10.72
0020132877 | Gas connection tube | 12.21
0020132878 | Safety switch | 23.2
0020132879 | Carte interface | 202.19
0020132880 | Cable tree (harness) | 18.18
0020132881 | Cable tree main lines | 55.09
0020132882 | Cable tree main lines | 64.32
0020132883 | Cable tree supply + switch On/Off | 18.18
0020132884 | Cable ignitor | 14.52
0020132885 | Tachometer | 26.19
0020132886 | Plastic control box cover | 15.33
0020132887 | Plastic button on /off | 3.87
0020132888 | Switch reset | 3.87
0020132892 | Sachet of seals + flow limitor 12L | 13.71
0020132893 | Seals + flow limitor 14L | 12.99
0020132894 | Gasket (x10) | 2.31
0020132895 | Flow limiter, 12l/min, (x10) | 29.04
0020132897 | Burner (14 burner chamber group) | 29.04
0020132898 | Burner (17 burner chamber group) | 35.42
0020132899 | Thermostat PTC | 29.04
0020132900 | Printed circuit | 145.2
0020132901 | Printed circuit | 145.2
0020132902 | Printed circuit | 145.2
0020132943 | Flue gas collector | 69.21
0020132944 | Burner chamber | 21.44
0020132945 | Cap, + gasket, flue test point, (x5) | 55.09
0020133018 | Nut M8x0.75 (x5) | 7.63
0020133019 | Elbow, 3/4 'D' | 15.33
0020133020 | Elbow, 1/2 'D' | 12.21
0020133021 | Installation kit, Pipes | 50.48
0020133022 | compression fitting, 1/2G | 11.47
0020133023 | No-return valve, 1/2 | 19.54
0020133024 | No-return valve, 3/4 | 29.04
0020133025 | Gas cock, 1/2G AT | 101.78
0020133026 | Adaptator, 3/4-1/2 | 6.89
0020133027 | Union nut G1/2 | 3.87
0020133047 | Gas cock, 1/2G 90° AT | 101.78
0020133230 | FANS CASING | 31.75
0020133231 | FANS CASING | 29.04
0020133366 | Thermostat | 16.69
0020133367 | Fittings | 160.13
0020133368 | Service valve | 69.21
0020133369 | Nipple (reducing) | 21.44
0020133370 | Hose, gas | 55.09
0020133371 | Hose | 18.18
0020133372 | Water deficiency valve, natural gas | 11.47
0020133373 | Gas section, natural gas | 160.13
0020133396 | Valve, flow line | 108.56
0020133397 | Valve, flow line | 137.06
0020133399 | Valve, returnvalve | 130.27
0020133400 | Valve, returnvalve | 77.35
0020133402 | Pressure gauge | 86.85
0020133403 | Pressure gauge | 82.78
0020133405 | Tube, flow deaeration | 69.21
0020133406 | Tube | 86.85
0020133408 | Support | 101.78
0020133409 | Support | 101.78
0020133412 | Support | 122.13
0020133413 | Valve | 108.56
0020133414 | Valve | 108.56
0020133416 | Flexible tube | 44.24
0020133417 | Lead seal | 38.54
0020133418 | Screw connection | 41.25
0020133419 | Leading | 41.25
0020133422 | Screw, (x10) | 4.58
0020133423 | Filter, (x10) | 18.18
0020133424 | Light | 6.89
0020133575 | FRONT PANEL | 115.35
0020133577 | TOP COVER | 69.21
0020133579 | FAN MOTOR SUPPORT | 59.44
0020133582 | RIGHT SIDE COVER | 64.32
0020133583 | WATER TRAP | 18.18
0020133585 | MOTOR CAPACITOR | 55.09
0020133588 | TERMINAL BLOCK | 7.63
0020133590 | Transformer | 69.21
0020133591 | Motor, fan | 283.61
0020133592 | COMPRESSOR | 763.99
0020133593 | COMPRESSOR | 763.99
0020133594 | COIL | 607.94
0020133595 | LIQUID SERVICE VALVE | 44.24
0020133596 | GAS SERVICE VALVE | 38.54
0020133597 | 4-WAYS VALVE | 77.35
0020133621 | Sensor | 14.52
0020133622 | Sensor | 14.52
0020133623 | Sensor 88 C | 26.19
0020133624 | Sensor 130 C | 21.44
0020133635 | Burner support G230 | 283.61
0020133636 | Burner support G230 | 283.61
0020133772 | DRAIN PAN | 35.42
0020133774 | DEFLECTORS' SUPPORT | 15.33
0020133775 | DEFLECTORS | 14.52
0020133776 | RECEIVER | 59.44
0020133777 | MAIN CONTROL BOARD | 115.35
0020133785 | Expansion valve, electronic, with coil | 77.35
0020133788 | Seal kit, sideways (left/right) | 31.75
0020133816 | Electrode | 16.69
0020133817 | Electrode | 11.47
0020133818 | Electrode | 9.16
0020133828 | Screw, (x10) | 3.87
0020133829 | Insulation | 38.54
0020133830 | Gasket kit | 19.54
0020133831 | Air inlet duct | 35.42
0020133832 | Support | 18.18
0020133833 | Screw, (x10) | 2.68
0020133834 | O-ring, (x10) | 2.68
0020133835 | Burner flange, with elbow | 137.06
0020133836 | Gas pipe | 86.85
0020133837 | Gas pipe | 64.32
0020133839 | Washer, (x10) | 8.41
0020133841 | Heat exchanger | 689.36
0020133842 | Heat exchanger | 724.64
0020133843 | Condensate trap | 19.54
0020133844 | Insulation | 13.71
0020133846 | Tube | 23.2
0020133847 | Tube | 23.2
0020133848 | Tube | 31.75
0020133849 | Support (expension vessel) | 4.58
0020133850 | Screw, (x10) | 1.53
0020133866 | REAR COVER | 35.42
0020133868 | Cover plate, front | 64.32
0020133869 | DEFLECTORS' SUPPORT | 10.72
0020133870 | DEFLECTORS | 23.2
0020133871 | Cover, front | 38.54
0020133872 | RECEIVER | 69.21
0020133899 | Wiring harness, hydraulics | 55.09
0020133942 | Control | 55.09
0020133943 | Heating element | 90.92
0020133944 | Heating element | 101.78
0020133945 | Temperature monitor | 26.19
0020133946 | Temperature monitor | 29.04
0020133947 | Temperature monitor | 59.44
0020133948 | Insulation | 137.06
0020133954 | DRAIN TUBE | 23.2
0020133956 | MAIN CONTROL BOARD | 153.34
0020134080 | Electrical conduit, (PK10) | 7.63
0020134081 | Nut, 1/2, (x10) | 15.33
0020134082 | Screw, (x2) | 6.07
0020134083 | Screw, (x10) | 1.9
0020134084 | Screw, (x10) | 2.31
0020134624 | Tube | 26.19
0020134625 | Tube | 16.69
0020135107 | Cable | 7.63
0020135108 | Cable | 7.63
0020135109 | Cable | 6.89
0020135110 | Cable | 7.63
0020135111 | Cable | 7.63
0020135112 | Support PHE | 8.41
0020135113 | Support PHE | 8.41
0020135114 | Support PHE | 9.94
0020135115 | Support PHE | 9.94
0020135116 | Support PHE top | 4.58
0020135117 | Support, heat exchanger | 3.87
0020135118 | Burner flange | 122.13
0020135119 | Cable | 18.18
0020135120 | O-ring, venturi, (x5) | 35.42
0020135121 | Clamp | 2.31
0020135122 | Venturi | 101.78
0020135123 | Venturi | 101.78
0020135124 | Venturi | 101.78
0020135126 | Throttle jet, + coding plug (yellow) | 19.54
0020135127 | Throttle jet, + coding plug (blue) | 19.54
0020135128 | Throttle jet, + coding plug (grey) | 19.54
0020135129 | Heat exchanger | 449.17
0020135130 | Heat exchanger | 449.17
0020135131 | Heat exchanger | 572.65
0020135132 | Heat exchanger | 544.16
0020135133 | Heat exchanger | 650
0020135134 | Heat exchanger | 689.36
0020135135 | O-ring, (x10) | 16.69
0020135136 | Gas pipe | 23.2
0020135138 | Fan | 238.83
0020135139 | Fan | 419.31
0020135140 | Cable, fan 230V | 8.41
0020135141 | Gasket, fan | 3.05
0020135142 | Gas section with venturi | 153.34
0020135143 | Gas section with venturi | 153.34
0020135144 | Gas section | 122.13
0020135145 | Support gas section | 15.33
0020135146 | Air inlet pipe | 16.69
0020135147 | Air inlet pipe | 16.69
0020135148 | Air inlet pipe | 18.18
0020135149 | Gasket air inlet duct | 2.31
0020135150 | Support air inlet duct | 3.05
0020135151 | Support air inlet duct | 3.87
0020135152 | Washer, (x10) | 2.31
0020135153 | Wiring harness | 21.44
0020135154 | Wiring harness | 38.54
0020135155 | Wiring harness | 35.42
0020135156 | Wiring harness | 38.54
0020135157 | Wiring harness | 21.44
0020135158 | Wiring harness | 21.44
0020135159 | Wiring harness | 12.99
0020135160 | Wiring harness | 12.99
0020135161 | Wiring harness | 16.69
0020135162 | Wiring harness | 18.18
0020135163 | Wiring harness | 19.54
0020135164 | Power supply cable | 16.69
0020135274 | Gas conversion G31->G20 Micraplus Nox 24 | 325.68
0020135300 | Front panel | 69.21
0020135301 | Instrument panel | 10.72
0020135302 | Handle | 3.87
0020135303 | Extension | 3.87
0020135304 | Heat exchanger | 175.05
0020135305 | Sealing ring, (x10) | 3.87
0020135306 | Tube | 238.83
0020135307 | Manifold | 23.2
0020135308 | Injector, G20, (x 7) | 6.89
0020135309 | Burner | 23.2
0020135310 | Gas valve assembly, G20) | 130.27
0020135311 | Gas valve assembly, LPG | 137.06
0020135312 | Water valve | 69.21
0020135313 | Support | 14.52
0020135314 | Screw, (x10) | 12.99
0020135315 | Venturi | 6.07
0020135316 | Selector spindle | 5.36
0020135317 | Continuous flow controller | 8.41
0020135318 | Flame supervision device | 55.09
0020135319 | Wiring harness | 6.89
0020135320 | Bridge connector | 6.07
0020135321 | Wiring harness TTB+STB | 23.2
0020135322 | Wiring harness | 15.33
0020135323 | Injector, G31, (x 7) | 6.89
0020135324 | Tube | 12.99
0020135325 | Mikroswitch | 15.33
0020135326 | Electrode | 19.54
0020135327 | O-ring, (x10) | 3.87
0020135328 | Gas Nipple 3/8 | 21.44
0020135329 | Gaz Elbow | 64.32
0020135330 | Gaz Elbow | 55.09
0020135331 | Tube | 10.72
0020135332 | Tube | 11.47
0020135333 | Tube | 14.52
0020135334 | Tube | 14.52
0020135335 | Tube | 11.47
0020135336 | Tube | 13.71
0020135337 | Tube | 11.47
0020135338 | Tube | 12.99
0020135339 | Support | 6.07
0020135340 | Mixing valve | 153.34
0020135341 | Nipple | 101.78
0020135342 | Non-return valve | 7.63
0020135343 | Flexible tube | 4.58
0020135344 | Adapter D.80mm | 18.18
0020135509 | Casing | 59.44
0020135510 | Measuring orifice | 21.44
0020135511 | Button | 4.58
0020135512 | Extension | 4.58
0020135513 | Heat exchanger | 188.62
0020135514 | Gasket, (x10) | 4.58
0020135515 | Tube | 12.21
0020135516 | Manifold | 21.44
0020135517 | Injector, (x7) | 7.63
0020135518 | Injector, (x7) | 11.47
0020135519 | Burner | 29.04
0020135520 | Gas section | 122.13
0020135521 | Gas section | 130.27
0020135522 | Screw, (x10) | 3.05
0020135523 | Water valve | 69.21
0020135524 | Support | 9.94
0020135525 | Screw, (x10) | 3.05
0020135526 | Venturi | 6.07
0020135527 | Diaphragm | 12.99
0020135528 | Axis | 6.89
0020135529 | Water quantity regulator | 6.07
0020135530 | Filter | 2.68
0020135531 | Connection | 8.41
0020135532 | O-ring, (x10) | 4.58
0020135533 | Screw | 2.31
0020135534 | Gasket, (x10) | 5.36
0020135535 | Flame supervision device | 59.44
0020135536 | Wiring harness | 7.63
0020135537 | Sensor with cable (TTB, STB) | 26.19
0020135538 | Sensor with cable (STB) | 18.18
0020135586 | Switch, microswitch | 18.18
0020135587 | Electrode | 16.69
0020135588 | Connection | 26.19
0020135589 | O-ring, (x10) | 4.58
0020135590 | Gas pipe | 15.33
0020135591 | Gas pipe | 19.54
0020135592 | Connection | 19.54
0020135593 | Gas isolation valve | 82.78
0020135594 | Gas isolation valve | 188.62
0020135595 | Gas isolation valve | 77.35
0020135596 | Gas isolation valve | 77.35
0020135597 | Tube | 12.21
0020135598 | Tube | 12.21
0020135599 | Tube | 12.21
0020135600 | Tube | 12.99
0020135601 | Tube | 12.21
0020135602 | Tube | 12.21
0020135603 | Mixing tap | 137.06
0020135604 | Nut | 4.58
0020135605 | Adapter | 21.44
0020135783 | Cover plate, manometer | 3.87
0020135941 | Coupling kit 3/8 - 1/2 | 94.99
0020135942 | Coupling kit 3/8 - 1/2 | 94.99
0020135947 | Water deficiency valve | 11.47
0020135948 | Water deficiency valve | 11.47
0020135949 | Water deficiency valve | 11.47
0020135950 | Gas section | 145.2
0020135951 | Gas section | 188.62
0020135952 | Gas section | 175.05
0020135953 | Gas section | 188.62
0020135954 | Gas section | 137.06
0020135955 | Gas section | 145.2
0020136153 | FAN MOTOR SUPPORT | 26.19
0020136164 | Gas section | 137.06
0020136165 | Gas section | 145.2
0020136167 | Connection kit (repairing) | 26.19
0020136168 | Handle, red | 59.44
0020136169 | Handle, blue | 59.44
0020136170 | Casing | 86.85
0020136171 | Casing | 101.78
0020136412 | FRONT SHEET | 50.48
0020136415 | FRONT PANEL | 59.44
0020136519 | Front panel, combustion chamber | 16.69
0020136540 | Heat exchanger DHW | 55.09
0020136541 | Heat exchanger DHW | 64.32
0020136575 | CAPACITOR 4uF | 59.44
0020136628 | Display | 55.09
0020136629 | Display | 55.09
0020136630 | Cable, display | 6.7
0020136631 | Casing, front (plus) | 38.54
0020136632 | Casing front (pro) | 31.75
0020136633 | Cover control (plus) | 7.63
0020136634 | Cover control (pro) | 3.05
0020136635 | Casing, back | 9.16
0020136636 | Clip, (x10) | 16.69
0020136637 | Cable, power supply | 14.52
0020136638 | Pump | 160.13
0020136640 | Cover diagnostic connector | 3.05
0020136641 | Button power switch (pro) | 10.72
0020136642 | Button power switch (plus) | 10.72
0020136643 | Screw, (x10) | 1.9
0020136646 | Connector ProE (Set) | 13.71
0020136647 | Cap (over venturi filter) | 1.9
0020136648 | Gas pipe, bottom | 26.19
0020136649 | Printed circuit board low NOX | 253.76
0020136656 | Plug, anode | 160.13
0020136657 | Cable, anode | 18.18
0020136721 | Insulation, 16 mm with clips | 38.54
0020136856 | FAN'S SUPPORT | 35.42
0020136857 | Heat exchanger | 392.17
0020136860 | SONDA BATTERIA | 19.54
0020136861 | ELECTRONIC PARTS COVER | 44.24
0020136862 | FRONT PANEL ASSEMBLY | 90.92
0020136863 | DRAIN PAN | 115.35
0020136864 | PCB SET | 360.96
0020136870 | FAN MOTOR SUPPORT | 35.42
0020136872 | SENSOR | 31.75
0020136955 | Carburettor LPG (kit) | 480.38
0020136956 | 3 way valve cartridge | 90.92
0020136976 | Tube | 115.35
0020137008 | Cover (heat insulation) | 69.21
0020137009 | Pressure gauge | 29.04
0020137010 | Inspection glass | 23.2
0020137013 | Handle | 35.42
0020137014 | FILTER ELECTROMAGNETIC | 69.21
0020137090 | Terminal block, VK3 2,5/6 with fuse | 10.72
0020137091 | End cap, VK3 terminal strip with fuse | 3.87
0020137092 | Fuse, FST 6,3 H, (x10) | 12.21
0020137094 | Springclip, FT | 2.68
0020137095 | Thermostat slow-gold contacts | 21.44
0020137096 | Thermostat, safety, IMIT (20TLO) | 29.04
0020137097 | Thermostat, safety, IMIT, gold-coloured | 29.04
0020137098 | Thermostat, emergency IMIT | 23.2
0020137104 | Washer 13,7-18x1,5mm (x10) | 1.9
0020137321 | FRONT PANEL | 64.32
0020137322 | TOP COVER | 64.32
0020137323 | LEFT PANEL | 64.32
0020137324 | RIGHT SIDE COVER | 64.32
0020137325 | GRILLE | 64.32
0020137327 | FAN MOTOR SUPPORT | 64.32
0020137328 | ELECTRONIC CONTROL BOX | 689.36
0020137330 | RADIATOR | 64.32
0020137332 | WATER COLLECTOR | 9.16
0020137333 | REACTANCE | 94.99
0020137334 | COIL | 544.16
0020137336 | PCB | 449.17
0020137337 | INVERTER MODULE | 360.96
0020137356 | Sensor NTC (CH flow/CH return) | 6.07
0020137357 | Grille | 35.42
0020137358 | Cover | 175.05
0020137359 | Housing, Control box | 145.2
0020137360 | Plate (earth connection) | 50.48
0020137361 | Control, cpl. | 607.94
0020137362 | Connector (electrical) | 38.54
0020137363 | Fan | 153.34
0020137364 | Casing (Fan) | 94.99
0020137365 | Evaporator | 297.18
0020137366 | Electronics (compressor) | 122.13
0020137367 | Capacitor (compressor) | 69.21
0020137368 | Sensor (air-/water temperature) | 35.42
0020137369 | Cover (Electronics) | 21.44
0020137370 | Compressor | 480.38
0020137371 | Fastening kit (compressor) | 31.75
0020137372 | Cover (front cover) | 115.35
0020137373 | Thermostat | 59.44
0020137374 | Capacitor (fan) | 145.2
0020137375 | Plug (Anode, BB) | 4.58
0020137428 | Sensor, immersion sensor | 77.35
0020137429 | Sensor, contact sensor | 50.48
0020137443 | Heat exchanger, condensing | 5307.23
0020137448 | Filter, Oil cartridge, 4A 220 LWS | 23.2
0020137449 | Gasket, valve cover 4A 220 LWS | 38.54
0020137450 | Filter, air filter insert MANN | 86.85
0020137451 | Spark plug, 4A220LWS | 115.35
0020137453 | Hose, Set water pipes | 360.96
0020137454 | Hose, suction spiral hose | 202.19
0020137456 | Hose, Gas | 130.27
0020137457 | Screw, M8x40 Verbus-Ripp, (x10) | 13.71
0020137458 | Nut, M8, Verbus-Ripp, (x10) | 12.99
0020137459 | Gasket | 19.54
0020137468 | Heat exchanger, exhaust gas | 4613.8
0020137469 | Flue pipe, collector, water cooled | 1527.98
0020137471 | Expansion vessel | 202.19
0020137472 | Silencer, internal | 449.17
0020137474 | Sensor, temperature PT 1000 | 160.13
0020137475 | Filter, air filter | 188.62
0020137649 | Measuring orifice | 31.75
0020137650 | Heat exchanger | 188.62
0020137651 | Tube | 19.54
0020137652 | Tube, connection | 19.54
0020137653 | Manifold | 18.18
0020137654 | Manifold | 18.18
0020137655 | Injector, (x14) | 8.41
0020137656 | Injector, (x14) | 12.99
0020137657 | Gas control valve | 188.62
0020137658 | Gas control valve | 188.62
0020137659 | Gas control valve | 188.62
0020137660 | Gas control valve | 188.62
0020137661 | Flow sensor | 47.22
0020137662 | Sensor | 13.71
0020137663 | Valve ( water flow selector) | 18.18
0020137664 | Filter | 3.87
0020137665 | O-ring, (x10) | 9.94
0020137666 | O-ring, (x10) | 6.89
0020137667 | O-ring, (x10) | 6.89
0020137668 | Clip, (x10) | 6.89
0020137669 | Clip, (x10) | 5.36
0020137670 | Clip, (x10) | 7.63
0020137671 | Connection | 16.69
0020137672 | Connection | 18.18
0020137673 | Continuous flow controller | 15.33
0020137674 | Continuous flow controller | 15.33
0020137675 | Flame supervision device | 55.09
0020137677 | Sensor | 12.99
0020137678 | Sensor | 47.22
0020137679 | Sensor | 26.19
0020137680 | Sensor, wiring harness | 18.18
0020137681 | Cable | 4.58
0020137682 | Connection | 38.54
0020137683 | Connection | 35.42
0020137684 | Hose | 26.19
0020137685 | Tube | 14.52
0020137687 | Non return valve | 8.41
0020137688 | Hose connection | 5.36
0020137689 | Bracket | 6.89
0020137690 | Anode | 16.69
0020137691 | Light | 6.07
0020137692 | Cable | 19.54
0020137693 | Gasket | 12.99
0020137694 | Casing parts | 14.52
0020137909 | Clamp | 3.87
0020137910 | Clamp | 3.87
0020138036 | Screw, (x10) | 3.87
0020138077 | POLYESTYRENE PAN | 108.56
0020138080 | Display | 94.99
0020138144 | Back panel, control box | 16.69
0020138233 | Casing | 77.35
0020138234 | Casing | 90.92
0020138235 | Instrument panel | 18.18
0020138236 | Heat exchanger | 253.76
0020138237 | Tube | 18.18
0020138238 | Tube | 16.69
0020138239 | Manifold | 16.69
0020138240 | Manifold | 16.69
0020138241 | Injector, NL, (x 14) | 7.63
0020138242 | Injector, GPL, (x 14) | 11.47
0020138243 | Gas valve (NL) | 238.83
0020138244 | Gas valve (GPL) | 238.83
0020138245 | Gas valve (NL) | 238.83
0020138246 | Gas valve (GPL) | 223.91
0020138247 | Flow sensor | 47.22
0020138248 | Sensor | 12.99
0020138249 | Water flow selector | 18.18
0020138250 | Filter | 3.05
0020138251 | O-ring, (x10) | 9.16
0020138252 | O-ring, (x10) | 6.89
0020138253 | O-ring, (x10) | 6.89
0020138254 | Clip, (x10) | 6.89
0020138255 | Clip, (x10) | 5.36
0020138256 | Clip, (x10) | 6.89
0020138257 | Connection | 15.33
0020138258 | Connection | 15.33
0020138259 | Limiter 14L | 13.71
0020138260 | Limiter 18L | 13.71
0020138261 | Flame supervision device | 47.22
0020138263 | Wiring harness + TTB | 12.21
0020138264 | Wiring harness + NTC | 21.44
0020138265 | Wiring harness + NTC | 18.18
0020138266 | Wiring harness | 7.63
0020138267 | Wiring harness | 3.87
0020138268 | Sensor | 8.41
0020138269 | Tube | 29.04
0020138270 | Tube | 26.19
0020138271 | Hose | 23.2
0020138272 | Gas pipe | 12.99
0020138323 | Terminal strip, VK3 2,5/6 with fuse | 12.21
0020138324 | End cap, VK3 terminal strip with fuse | 3.05
0020138325 | Terminal strip, VK3 2,5/6 with fuse | 9.94
0020138668 | Tube | 5.36
0020138669 | Tube | 5.36
0020138670 | Tube | 7.63
0020139653 | Instrument panel | 21.44
0020139722 | O-ring (kit) | 26.19
0020139723 | Gasket | 14.52
0020139849 | VR 61/4 | 325.68
0020139855 | VR 68/3 | 325.68
0020139859 | VR 68/3 | 297.18
0020140175 | Support, back panel | 55.09
0020140176 | Support, back panel wired SD/Bulex | 55.09
0020140177 | Support, back panel wired | 55.09
0020140306 | Support, back panel wireless SD/Bulex | 23.2
0020140307 | Support,backpanel wireless | 23.2
0020140310 | Pipe - Hot water flow | 10.72
0020140311 | Pipe - Cold water | 21.44
0020140423 | Printed circuit board | 255.36
0020140430 | Control panel | 19.54
0020140447 | Sealing tape, front cover, | 8.41
0020140448 | Sealing tape, front cover, | 4.58
0020140516 | Control, VRT 350f | 188.62
0020140517 | Control, VRC 450f | 188.62
0020140518 | Control, base station SD/Bulex | 77.35
0020140519 | Control, base station | 77.35
0020140558 | O-ring, (x10) | 4.58
0020140559 | composite | 18.18
0020140560 | Connection (composite) | 16.69
0020140660 | Adapter 63/95,5 - 80/125 (set) | 253.76
0020140756 | Fan | 650
0020140757 | Fan | 650
0020140758 | Fan | 956.69
0020140930 | Name badge, SD, (x10) | 15.33
0020140931 | Company plaque Bulex | 12.99
0020140932 | Name badge GW | 16.69
0020140933 | Name badge, AWB, (x10) | 15.33
0020140934 | Company plaque Protherm | 14.52
0020140935 | Company plaque TDD | 26.19
0020141340 | Gas pipe, top | 26.19
0020141345 | Siphon/trap | 23.2
0020141346 | Casing, back | 9.16
0020141347 | Company plaque, Vaillant | 12.21
0020141348 | Support, name plaque | 7.63
0020141349 | Plate, product name | 6.07
0020141416 | Front panel | 101.78
0020141419 | Pressure safeguard | 23.2
0020141422 | Chamber, front | 26.19
0020141423 | Chamber, Back | 47.22
0020141424 | Insulation kit | 29.04
0020141425 | Burner Nox 24kW G20 | 1031.32
0020141426 | Burner Nox 24kW G30 | 1031.32
0020141427 | Electrode | 13.71
0020141429 | Gas pipe Din | 12.21
0020141430 | Gas pipe , bottom | 18.18
0020141431 | Tube | 15.33
0020141432 | Tube | 23.2
0020141433 | Tube | 23.2
0020141434 | Flexible pipe | 41.25
0020141435 | Cable pump | 9.16
0020141436 | Wiring Harness | 44.24
0020141437 | Wiring Harness | 50.48
0020141439 | Igniter cable | 9.16
0020141440 | Electronics | 175.05
0020141441 | Safety switch | 12.99
0020141442 | Instrument panel | 360.96
0020141443 | Seal kit and flow limitor 12L | 6.07
0020142174 | Support, heat exchanger | 14.52
0020142238 | Connection | 35.42
0020142239 | Heating element | 47.22
0020142240 | Covering plate | 8.41
0020142241 | Tube | 10.72
0020142242 | Connection | 160.13
0020142243 | Sensor with cable (TTB, STB) | 7.63
0020142244 | Insulation | 115.35
0020142245 | Fastening kit | 31.75
0020142246 | O-ring, (x2) | 6.7
0020142247 | Clip, (x2) | 14.52
0020142271 | Measuring orifice 4,2mm | 2.31
0020142272 | Mixing valve | 238.83
0020142273 | Cold water tap | 13.71
0020142274 | Cable | 3.05
0020142275 | Non-return valve | 13.71
0020142276 | Tube | 14.52
0020142277 | Template | 18.18
0020142414 | Heat exchanger | 82.78
0020142415 | Heat exchanger | 188.62
0020142416 | Heat exchanger | 90.92
0020142417 | Heat exchanger | 86.85
0020142418 | Heat exchanger | 238.83
0020142419 | Heat exchanger | 253.76
0020142420 | Heat exchanger | 514.3
0020142421 | Heat exchanger | 223.91
0020142497 | Control, VRC 450 | 122.13
0020142526 | Control, base station | 115.35
0020142558 | Wiring harness | 50.48
0020142559 | Cable Electronics | 8.41
0020142560 | Tube inlet | 11.47
0020142561 | Outlet tube | 11.47
0020142563 | Pipe pump / telescopic | 14.52
0020142565 | Pipe filter / 3WV | 15.33
0020142566 | Gas connection tube | 19.54
0020142567 | Wiring harness | 50.48
0020142568 | Cable Electronics | 8.41
0020142569 | Tube inlet | 11.47
0020142570 | Outlet tube | 11.47
0020142572 | Pipe pump / telescopic | 14.52
0020142574 | Pipe filter / 3WV | 15.33
0020142575 | Gas connection tube | 19.54
0020142576 | Tube | 153.34
0020142579 | plastic support | 3.05
0020142580 | plastic support | 2.31
0020142581 | Storage water heater micro version | 122.13
0020142582 | Resistor of micro tank | 23.2
0020142630 | Cable | 64.32
0020142645 | Gas connection tube | 29.04
0020142646 | Cable pump | 10.72
0020142712 | cable, Earth connection functional earth | 2.68
0020142730 | Cylinder head, with gasket and screws | 4301.69
0020142732 | Combustion engine, LNG/LPG | 24629.55
0020142735 | Tube, flue gas compensator | 572.65
0020142747 | Plug, spark plug | 59.44
0020142748 | Support, ignition coils | 115.35
0020142750 | Cover plate, foam top | 50.48
0020142751 | Sealing ring, 3/4, (x10) | 16.69
0020142755 | PCB, CO PT 20 | 1260.65
0020142756 | Gas governor, natural gas H 12V | 325.68
0020142757 | Gas governor, LP-gas B 12V | 325.68
0020142758 | Heat exchanger, cooling circuit | 1338
0020142759 | Gas line assembly, LPG B | 2279.76
0020142760 | Cabel, spark coil | 137.06
0020142761 | Earth cable | 9.94
0020142762 | Cable, starter magnet | 130.27
0020142763 | Venturi, 19mm, with seals | 160.13
0020142764 | Venturi, 20mm, with seals | 77.35
0020142765 | Venturi, 17mm, with seals | 145.2
0020142767 | Spring, compressing spring | 55.09
0020142770 | Electronics, net electricity meter 3P63A | 419.31
0020142771 | Power supply unit, 24V 5A | 360.96
0020142772 | Power supply unit, 12V 3A | 188.62
0020142773 | Housing, socket housing 2P | 9.16
0020142774 | Relay, power contactor 30 kW | 480.38
0020142775 | Relay, power contactor 7,5 kW | 202.19
0020142776 | Wiring harness | 122.13
0020142777 | Water section, cooling water | 38.54
0020142778 | Sensor, inductive sensor PVL | 160.13
0020142779 | Motor, starter 1,7kW 12V Daedong | 572.65
0020142780 | Hose, fuel, Di 12 x 500 | 19.54
0020142781 | Pressure relief valve | 38.54
0020142782 | Catch, turn lock fastener | 4.58
0020142784 | Sealing ring, 952A 1 Inch, (x10) | 11.47
0020142785 | Gasket, flue collector pipe | 18.18
0020142786 | Switch, oil pressure switch | 175.05
0020142787 | Electronics, ignition module,natural gas | 724.64
0020142788 | Electronics, ignition module, LP-gas B | 724.64
0020142789 | Sealing ring, 1/2, 952A, (x10) | 12.21
0020142790 | Electronics, module RS 232 | 325.68
0020142791 | Electronics, frequency measurement | 90.92
0020142793 | Hose, Set water pipes, -06/2012 (D2) | 325.68
0020142798 | Fuse, 14x51 50A | 31.75
0020142803 | Venturi, 18mm, with seals | 77.35
0020142816 | Electronics, SPS basic module | 2192.91
0020142825 | Hose, connection hose | 55.09
0020143008 | Link, motor swing | 13.71
0020143357 | Tube | 77.35
0020143358 | Tube | 90.92
0020143359 | Tube | 90.92
0020143360 | Tube | 31.75
0020143361 | Tube | 69.21
0020143362 | Wiring harness, left | 26.19
0020143363 | Wiring harness, right | 26.19
0020143364 | Gasket, (x10) | 23.2
0020143365 | Tube | 47.22
0020143366 | Tube | 19.54
0020143371 | Heat exchanger 15kW | 325.68
0020143373 | Plug, coding VAS 106/3 | 9.94
0020143374 | Plug, coding VAS 156/4 | 9.94
0020143402 | Insulation, top | 59.44
0020143403 | Insulation, top | 90.92
0020143404 | Insulation, top | 59.44
0020143405 | Insulation, top | 77.35
0020143438 | Gas control valve | 297.18
0020143439 | Support (Kit) | 69.21
0020143440 | Electrode, Maintenance kit | 77.35
0020143441 | Screw, (x10) | 2.31
0020143442 | Gasket | 4.58
0020143444 | Gasket | 7.58
0020143445 | Inspection glass | 29.04
0020143446 | Gasket | 8.41
0020143447 | Burner | 238.83
0020143448 | Ignition transformer | 10.72
0020143449 | Screw, (x10) | 5.36
0020143452 | Air inlet duct | 41.25
0020143453 | Fastening kit | 5.36
0020143455 | Temperature limiter | 31.75
0020143456 | Temperature limiter | 35.42
0020143457 | Gas pipe | 101.78
0020143458 | Gas pipe | 122.13
0020143459 | O-ring, (x10) | 19.54
0020143460 | Sealing ring, (x10) | 6.89
0020143461 | Gasket | 3.87
0020143462 | Fastening kit | 13.71
0020143464 | Wiring harness | 26.19
0020143465 | Wiring harness | 18.18
0020143466 | Gas control valve | 360.96
0020143467 | O-ring, (x10) | 19.54
0020143468 | Screw, (x10) | 7.63
0020143469 | Screw, (x10) | 2.31
0020143470 | Gas pipe | 101.78
0020143471 | Tube | 115.35
0020143472 | Screw, (x10) | 2.68
0020143473 | Screw, (x10) | 10.72
0020143474 | Support (Kit) | 50.48
0020143478 | Burner | 399.17
0020143480 | Pressure safeguard | 50.48
0020143481 | Support | 2.31
0020143482 | Gas control valve | 268.69
0020143483 | Air inlet duct | 18.18
0020143484 | Air inlet duct | 69.21
0020143487 | Hose, 0.525 m | 5.36
0020143488 | Washer, (x10) | 2.31
0020143489 | Insulation, 16 mm with clips | 29.04
0020143491 | Hose | 8.57
0020143494 | Air inlet duct | 69.21
0020143495 | Pressure gauge | 33.47
0020143496 | O-ring, (x10) | 6.89
0020143497 | Tube | 202.19
0020143498 | Seal kit | 23.2
0020143499 | Flue pipe | 44.24
0020143501 | Tube | 115.35
0020143502 | Sensor | 38.54
0020143503 | Sealing ring, (x10) | 10.72
0020143505 | Siphon | 26.19
0020143506 | Nut | 3.05
0020143507 | Tube | 145.2
0020143508 | Automatic air vent | 26.19
0020143509 | Sealing ring, (x10) | 14.52
0020143510 | Tube | 86.85
0020143511 | Tube | 10.72
0020143512 | Gas control valve | 360.96
0020143513 | Flue pipe | 86.85
0020143514 | Seal kit | 26.19
0020143516 | Heat exchanger | 2981.33
0020143517 | Cover | 86.85
0020143518 | Front panel | 175.05
0020143519 | Flap | 44.24
0020143520 | Seal kit | 115.35
0020143521 | Adapter, 110/160 mm | 82.78
0020143522 | Seal kit | 50.48
0020143523 | Screw, (x10) | 2.31
0020143524 | Plug, (x2) | 10.72
0020143526 | Sealing ring, (x10) | 4.58
0020143528 | Support | 4.58
0020143529 | Support | 8.41
0020143530 | Grommet for pipe | 5.36
0020143531 | Support | 12.21
0020143532 | Clip, (x10) | 6.07
0020143533 | Cable | 2.31
0020143538 | Tube | 153.34
0020143539 | Pump | 480.38
0020143540 | Pump, HE | 449.17
0020143541 | Pump, HE | 650
0020143542 | Tube | 44.24
0020143611 | Heating element, Titan | 325.68
0020143612 | Heating element, Titan | 325.68
0020143762 | Conversion kit of PB | 44.24
0020143764 | Conversion kit of PB | 44.24
0020143765 | Conversion kit of PB | 82.78
0020144190 | LEFT SIDE PANEL | 82.78
0020144191 | DRAIN PAN | 86.85
0020144193 | COIL ATTACHMENTS | 18.18
0020144196 | RIGHT-REAR SIDE COVER | 82.78
0020144197 | REAR COVER | 82.78
0020144198 | SENSORE AMBIENTE | 50.48
0020144199 | FAN MOTOR SUPPORT | 31.75
0020144200 | FANS CASING | 35.42
0020144201 | FANS CASING | 35.42
0020144206 | ELECTRONIC PARTS COVER | 38.54
0020144353 | Gasket | 15.33
0020144354 | Seal kit cylinder head AVL | 283.61
0020144355 | Gasket, exhaust | 18.18
0020144356 | Gasket | 10.72
0020144358 | Tool, adjustment cylinder head | 223.91
0020144361 | Wiring harness | 64.32
0020144362 | Wiring harness | 59.44
0020144363 | Spacer, (x2) | 3.87
0020144366 | Washer, (x10) | 10.48
0020144367 | Nut, (x10) | 3.05
0020144585 | mixing valve | 202.19
0020144589 | Casing parts, front (pro) | 130.27
0020144590 | Casing parts, front (plus) | 137.06
0020144591 | Casing parts, front (plus) | 175.05
0020144592 | Casing parts, front (plus) | 188.62
0020144593 | Casing parts, side panel | 77.35
0020144594 | Cover | 38.54
0020144595 | Hinge | 9.5
0020144596 | Adapter, 60/100 | 10.72
0020144597 | Adapter, 80/80 | 26.19
0020144598 | Support (expansion vessel) | 3.33
0020144599 | Clip, (x5) | 3.87
0020144600 | Nut, 3/4, (x4) | 3.87
0020144601 | Heat exchanger dhw (27 plates) | 122.13
0020144602 | Hose, condensate | 5.71
0020144603 | Cable bushing | 2.31
0020144604 | Plug | 2.31
0020144605 | Tube, expansion vessel | 11.41
0020144606 | Pressure gauge | 19.54
0020144608 | Adapter | 3.8
0020144609 | Handle | 18.18
0020144610 | Draught diverter 24kW (incl. cover) | 145.2
0020144611 | Support, control box, (x2) | 3.87
0020144612 | Support (extension) | 4.58
0020144613 | Support (extension) | 3.87
0020144927 | Pressure safeguard | 55.09
0020144928 | Heat exchanger | 360.96
0020144929 | Burner Nox 24kW G20 | 1070.67
0020144930 | Wiring harness | 59.44
0020144931 | Instrument panel | 12.99
0020144933 | Cover plate | 2.68
0020144936 | RIGHT-REAR SIDE COVER | 77.35
0020144938 | COIL ATTACHMENTS | 6.89
0020144940 | RIGHT-REAR SIDE COVER | 77.35
0020144941 | REAR COVER | 77.35
0020144942 | FAN MOTOR SUPPORT | 35.42
0020145043 | LEFT SIDE PANEL | 82.78
0020145044 | DRAIN PAN | 90.92
0020145046 | COIL ATTACHMENTS | 35.42
0020145047 | INNER COVER | 64.32
0020145048 | RIGHT-REAR SIDE COVER | 86.85
0020145049 | REAR COVER | 86.85
0020145050 | FAN MOTOR SUPPORT | 47.22
0020145052 | TOP COVER | 64.32
0020145131 | Support, fan motor | 44.24
0020145132 | UNIT'S CASING | 115.35
0020145133 | FRONT GRILLE | 188.62
0020145177 | UNIT'S CASING | 115.35
0020145178 | FRONT GRILLE | 153.34
0020145179 | PCB SET | 202.19
0020145185 | Cover, front | 59.44
0020145186 | TOP COVER | 59.44
0020145187 | LEFT PANEL | 59.44
0020145188 | FRONT RIGHT COVER | 59.44
0020145190 | Right handle | 44.24
0020145193 | RIGHT SIDE COVER | 59.44
0020145194 | REACTANCE | 130.27
0020145195 | REACTANCE | 130.27
0020145196 | REACTANCE | 94.99
0020145197 | LIQUID SERVICE VALVE | 55.09
0020145198 | PCB SET | 392.17
0020145199 | INVERTER MODULE | 449.17
0020145261 | Fastening kit, (x4) | 35.42
0020145354 | Cover, front | 82.78
0020145355 | TOP COVER | 64.32
0020145356 | LEFT PANEL | 82.78
0020145360 | RIGHT SIDE COVER | 82.78
0020145361 | SENSORE AMBIENTE | 64.32
0020145362 | Capacitor, compressor | 50.48
0020145363 | FAN'S CONDENSER | 50.48
0020145364 | WATER COLLECTOR | 3.87
0020145365 | REACTANCE | 153.34
0020145366 | Heat exchanger | 1145.31
0020145367 | LIQUID SERVICE VALVE | 50.48
0020145369 | PCB SET | 325.68
0020145370 | INVERTER MODULE | 480.38
0020145371 | ELECTRONIC EXPANSION VALVE | 153.34
0020145821 | Interfaz SDFI01/E | 3.05
0020146122 | PCB SET | 253.76
0020146256 | Support, fan motor | 2.68
0020146257 | Float | 26.19
0020146292 | Hydraulic block, tube group cpl. | 572.65
0020146350 | Seal, special profile | 12.99
0020146351 | Seal, special profile | 13.71
0020146352 | Valve, with tap | 8.41
0020146365 | Printed circuit board | 223.91
0020146629 | REAR COVER | 59.44
0020146630 | COIL | 268.69
0020146631 | FAN MOTOR | 115.35
0020146632 | PCB SET | 153.34
0020146657 | Case thermostat NO | 31.75
0020146666 | Jumper, 3 pol | 7.63
0020146675 | Pipe, exp. vessel 12l | 15.33
0020146731 | Gas section with venturi | 145.2
0020146732 | Gas section with venturi | 145.2
0020146733 | Gas section with regulator | 160.13
0020146806 | Control box assembled | 2106.06
0020146807 | Control box assembled | 2106.06
0020146808 | Control box assembled | 2106.06
0020146993 | FAN SHAFT UNION | 19.54
0020146995 | AIR CLEANER FILTER+support | 23.2
0020146996 | Motor, air swing | 26.19
0020147290 | FAN NOZZLE | 64.32
0020147291 | COIL | 841.34
0020147292 | DRAIN PAN | 130.27
0020147293 | PCB SET | 188.62
0020147294 | DRAIN TUBE | 50.48
0020147296 | Transformer | 82.78
0020147308 | Pressure safeguard | 90.92
0020147311 | Cylinder head, LPG (R/N-Motor) | 1527.98
0020147312 | Hose | 64.32
0020147313 | Connection | 122.13
0020147386 | FILTER ELECTROMAGNETIC | 108.56
0020147387 | REAR COVER | 130.27
0020147389 | FAN MOTOR SUPPORT | 108.56
0020147391 | RADIATOR | 223.91
0020147392 | RIGHT SIDE COVER | 94.99
0020147393 | SENSORE AMBIENTE | 82.78
0020147394 | FAN'S CONDENSER 2.5 uF | 64.32
0020147395 | Motor, fan | 297.18
0020147396 | COMPRESSOR | 1450.63
0020147397 | Heat exchanger | 1527.98
0020147398 | Inductor | 137.06
0020147399 | LIQUID SERVICE VALVE | 64.32
0020147401 | 4-WAYS VALVE | 188.62
0020147402 | PCB SET | 392.17
0020147403 | INVERTER MODULE | 877.98
0020147404 | PFC MODULE | 607.94
0020147466 | Gas pipe | 69.21
0020147514 | Fastening kit | 31.75
0020147517 | Gasket, (x10) | 8.41
0020147518 | Gasket, (x10) | 9.16
0020147519 | Collector | 1338
0020147520 | Collector | 2300.12
0020147521 | Pilot burner | 16.69
0020147522 | Pilot burner G30/31 | 13.71
0020147523 | Filter kit | 115.35
0020147866 | Pressure gauge | 21.44
0020148008 | Cover plate | 82.78
0020148009 | Support | 9.94
0020148010 | Foot | 50.48
0020148011 | Elbow, 45 degr/35mm, brine circuit, (x2) | 115.35
0020148012 | Elbow, 90 degr/35mm, brine circuit, (x2) | 115.35
0020148013 | Pump, heating circuit | 360.96
0020148014 | Wiring harness, heating circuit pump | 35.42
0020148015 | Wiring harness, compressor | 23.2
0020148016 | Wiring harness, VWL 35/4 | 137.06
0020148017 | Wiring harness, VWS 36/4 | 137.06
0020148018 | Wiring harness, ICL - HMU | 35.42
0020148019 | Wiring harness, RB - HMU - 4WV | 26.19
0020148020 | Mixing valve, brine | 130.27
0020148021 | Casing parts | 202.19
0020148022 | Sensor, temperature | 18.18
0020148023 | Heat exchanger, cooling | 130.27
0020148025 | Wiring harness, 230V | 26.19
0020148026 | Compression fitting, G3/4 x 22 | 7.63
0020148027 | Condenser | 419.31
0020148028 | Evaporator | 449.17
0020148029 | Compressor | 449.17
0020148030 | Insulation, electrical | 9.16
0020148031 | Valve, 4 way | 153.34
0020148032 | Coil, 4 way valve | 41.25
0020148033 | Expansion valve, electronic | 122.13
0020148034 | Coil, expansion valve | 55.09
0020148036 | Switch, high pressure | 115.35
0020148037 | Sensor high pressure | 188.62
0020148038 | Sensor, low pressure | 82.78
0020148039 | Gasket, (x3) | 7.63
0020148040 | Gasket, PU foam | 7.63
0020148041 | Siphon | 26.19
0020148044 | Tube, flexpipe brine 1 | 31.75
0020148045 | Tube, flexpipe brine 2 | 38.54
0020148046 | Tube, flexpipe heating 1 | 31.75
0020148047 | Tube, flexpipe heating 2 | 38.54
0020148049 | Shell, condensate | 35.42
0020148050 | Wiring harness, 230 V | 55.09
0020148051 | Wiring harness, E-Bus | 23.2
0020148052 | Wiring harness, temp. sensor | 38.54
0020148119 | Name badge, HSD, (x10) | 18.18
0020148160 | Printed circuit board | 153.34
0020148188 | FRONT PANEL | 115.35
0020148247 | FRONT PANEL | 64.32
0020148248 | TOP COVER | 59.44
0020148249 | LEFT PANEL | 41.25
0020148250 | RIGHT SIDE COVER | 64.32
0020148251 | GRILLE | 59.44
0020148252 | UNIT'S BASE | 69.21
0020148253 | COOLING CONNECTION SUPPORT | 41.25
0020148381 | Gas section with regulator | 130.27
0020148382 | Gas section | 108.56
0020148383 | Gas section with regulator | 130.27
0020148396 | Connection, plastic | 26.19
0020148397 | Gas section with regulator | 153.34
0020148408 | Baffle plate, (x2) | 23.2
0020148488 | FRONT PANEL | 82.78
0020148489 | TOP COVER | 82.78
0020148490 | LEFT PANEL | 94.99
0020148491 | REARRIGHT SIDE COVER | 94.99
0020148492 | GRILLE | 82.78
0020148494 | UNIT'S BASE | 115.35
0020148496 | FAN'S CONDENSER | 59.44
0020148497 | Motor, fan | 283.61
0020148498 | Fan propeller | 55.09
0020148499 | Heat exchanger | 993.32
0020148500 | PCB SET | 514.3
0020148501 | INVERTER MODULE | 480.38
0020148514 | REACTANCE | 153.34
0020148554 | Gasket | 4.58
0020148555 | Gasket | 6.89
0020148561 | FLOAT | 31.75
0020148562 | SENSORE AMBIENTE | 35.42
0020148564 | FRONT PANEL ASSEMBLY | 101.78
0020148566 | FAN | 108.56
0020148567 | BASE FIJACION CABLEADO | 19.54
0020148569 | CAPACITOR 5uF | 44.24
0020148581 | Instrument panel | 31.75
0020149448 | Insulation (Set) | 35.42
0020149449 | Insulation (Set) | 35.42
0020149704 | Manifold, 24Kw GN | 137.06
0020149705 | Manifold, 24Kw GN | 137.06
0020149706 | Manifold, 24Kw LPG | 153.34
0020149707 | Manifold, 24Kw LPG | 153.34
0020149708 | Manifold, 30Kw GN | 175.05
0020149709 | Manifold, 30Kw LPG | 175.05
0020149727 | Conversion kit, 3B/P | 23.2
0020149728 | Conversion kit, 3B/P 30mbar | 14.52
0020149729 | Conversion kit, S (HU) | 19.54
0020149731 | Conversion kit, S (HU) | 19.54
0020149733 | Conversion kit, 3+ (ES) | 35.42
0020149741 | Conversion kit, 2H (RU) | 19.54
0020149950 | Printed circuit board | 223.91
0020150055 | O-ring, (x10) | 1.53
0020150056 | Cover, e-box | 26.19
0020150057 | Housing | 803.34
0020150058 | Clip, expanding rivet, (x10) | 6.07
0020150059 | Fastening kit, compressor | 19.54
0020150060 | Tube, brine cold | 23.2
0020150061 | Tube, brine warm | 55.09
0020150062 | Tube, connection exp. vessel | 26.19
0020150063 | Tube, brine pump-out | 29.04
0020150064 | Tube, heating Vortex-Out VWL | 29.04
0020150065 | Tube, brine mixer-in VWS | 35.42
0020150066 | Tube, brine mixer-coolingHEX VWS | 38.54
0020150067 | Tube, heating Vortex-coolingHEX VWS | 29.04
0020150068 | Tube heating Vortex-Out VWS | 26.19
0020150069 | Tube, heating in-pump | 21.44
0020150070 | Tube, heating (HR) | 14.52
0020150071 | Tube, brine evaporator-pump VWL | 38.54
0020150072 | Tube, brine evaporator-pump+CHEX VWS | 41.25
0020150073 | Tube, brine pump-coolingHEX VWS | 29.04
0020150074 | Tube, brine mix.-evap. VWS | 31.75
0020150075 | Tube, heating pump-condenser | 38.54
0020150076 | Tube, heating condenser-coolingHEX VWS | 35.42
0020150077 | Tube, heating condenser-flow sensor VWL | 31.75
0020150078 | Tube, brine evap-in VWL | 44.24
0020150079 | Tube, heating (HV, HR) | 15.33
0020150082 | Adapter, defroster | 19.54
0020150085 | Clip, (x10) | 50.48
0020150086 | Casing front (eBox) | 31.75
0020150089 | Screw, (x10) | 2.68
0020150090 | Valve, Schrader | 5.36
0020150092 | Wiring harness, Backup Heater 230V | 26.19
0020150098 | Wiring harness, Backup Heater | 35.42
0020150099 | Cable, N-adaptor AMU/3-VWL | 10.72
0020150109 | Tube, evaporator-out | 253.76
0020150112 | Control box, OMU, bottom part | 55.09
0020150113 | Wiring harness, VWL 35/4 S DK | 145.2
0020150114 | Sealing ring, pump, (x10) | 82.78
0020150120 | Cover, outdoor unit | 449.17
0020150121 | Side panel, outdoor unit, l/r | 392.17
0020150122 | Wiring harness, EMC Filter | 47.22
0020150123 | Printed circuit board, HMU flexoTHERM | 238.83
0020150124 | Printed circuit board,Terminalboard 400V | 514.3
0020150125 | Printed circuit board,Terminalboard 230V | 514.3
0020150129 | Tank, with ICA | 3623.19
0020150130 | Wiring harness, compressor | 26.19
0020150131 | Wiring harness, VWL 35/4 | 160.13
0020150132 | Wiring harness, VWS 36/4 | 153.34
0020150133 | Wiring harness, ICL - HMU | 26.19
0020150134 | Wiring harness, RB - HMU - 4WV | 31.75
0020150135 | Casing parts | 238.83
0020150136 | Wiring harness, 230V | 26.19
0020150137 | Shell, condensate | 29.04
0020150138 | Tube, brine pump-out | 29.04
0020150139 | Tube, brine mixer-in VWS | 35.42
0020150140 | Tube, brine mixer-coolingHEX VWS | 47.22
0020150141 | Tube, brine evap-in VWL | 47.22
0020150142 | Fan, 11kW | 1492.7
0020150143 | Shaft, rocker arm, Daedong | 392.17
0020150151 | Fan, control cabinet | 544.16
0020150152 | Insulation, Temperature/Sound | 392.17
0020150156 | Counterweight, support (x 2) | 160.13
0020150157 | Screw, M6x16 ISO 14583, (x10) | 6.07
0020150160 | Electronics, EPROM Web-Connect, RevCon | 175.05
0020150161 | Control, user interface RevCon | 1338
0020150168 | Fuse, 22x58 690V 63A URZ | 77.35
0020150170 | Condenser | 419.31
0020150171 | Evaporator | 449.17
0020150175 | Relay, 9A | 115.35
0020150176 | Relay, 12A | 122.13
0020150177 | Relay, 18A | 153.34
0020150178 | Relay, 26A | 268.69
0020150179 | Relay, 32A | 283.61
0020150182 | Circuit breaker, motor protection LRD07 | 137.06
0020150183 | Circuit breaker, motor protection LRD10 | 137.06
0020150184 | Circuit breaker, motor protection LRD14 | 137.06
0020150398 | Pump | 238.83
0020150399 | Tube | 26.19
0020151073 | Control | 268.69
0020151074 | Control | 268.69
0020151075 | PCB | 115.35
0020151076 | PCB | 108.56
0020151077 | Control | 360.96
0020151078 | Control | 360.96
0020151173 | Valve, 3-way-valve | 153.34
0020151174 | Actuator | 514.3
0020151175 | Valve, flow meter | 115.35
0020151176 | Valve | 175.05
0020151177 | Connector (double) | 38.54
0020151178 | Sealing ring, (x10) | 3.87
0020151183 | Connection kit | 44.24
0020151227 | FAN SUPPORT | 35.42
0020151228 | Heat exchanger | 253.76
0020151231 | SONDA BATTERIA | 26.19
0020151232 | FRONT PANEL ASSEMBLY | 82.78
0020151233 | Printed circuit board | 115.35
0020151236 | DRAIN PLUG | 10.72
0020151237 | WASTE PIPE | 19.54
0020151239 | DRAIN PAN | 77.35
0020151246 | SENSOR | 41.25
0020151247 | FAN'S CONDENSER | 50.48
0020151583 | Coil | 253.76
0020151584 | Motor, fan | 160.13
0020151683 | Seal kit, and limiter | 6.89
0020151907 | RECEIVER | 64.32
0020152477 | Filter | 26.19
0020152478 | Service kit ecoCRAFT/3 R1 | 108.56
0020152564 | Electrode (kit) | 26.19
0020152565 | Electrode (kit) | 26.19
0020153327 | Springclip, ST | 9.94
0020153328 | Pipe, outlet | 38.54
0020153329 | Pipe, pump | 18.18
0020153330 | Printed circuit board | 160.13
0020153331 | Printed circuit board | 202.19
0020153332 | Printed circuit board | 202.19
0020153333 | Cable | 23.2
0020153334 | Cable | 29.04
0020153337 | Springclip, ST | 7.63
0020153588 | Electronics, ZEUS (AR4105) | 1652.83
0020153599 | Hose, cooling | 16.69
0020153600 | O-ring, water pump AVL, (x10) | 153.34
0020153601 | Pump, conversion kit water pump | 956.69
0020153602 | Quick release coupling, drive assy AVL | 392.17
0020153603 | Pump, water pump AVL | 514.3
0020153605 | Seal kit, R/N/S-Motor | 130.27
0020153606 | Grommet for pipe, (x3) | 38.54
0020153608 | O-ring, water pump AVL, (x10) | 59.44
0020153825 | Pump | 325.68
0020153826 | Printed circuit board | 223.91
0020153950 | Electrode (ignition) | 38.54
0020154084 | Pipe, pump | 15.33
0020154085 | PCB, BMU2 - 6-14kW | 101.78
0020154086 | PCB, BMU2 - 18-21kW | 115.35
0020154087 | PCB, BMU2 - 24-28kW | 122.13
0020154088 | Harness, E6-14K13A | 19.54
0020154089 | Harness, E18-28K13A | 23.2
0020154110 | Pipe, outlet 1 | 38.54
0020159340 | Screw M8, nut, bush | 19.54
0020159341 | Hose | 55.09
0020159342 | Clip (Collector) | 14.52
0020159345 | Tube | 12.99
0020159346 | Thermostat | 188.62
0020159347 | Tube | 10.72
0020159348 | Heat exchanger | 1338
0020159349 | Pump, Solar 15-80 | 480.38
0020159422 | O-ring, (x10) | 2.68
0020159504 | PFC MODULE | 607.94
0020159879 | Isolation tap, heating | 64.32
0020159880 | Compression fitting, cpl. G3/4 D15 | 8.41
0020159881 | Connection, G 1/2, 15 mm | 9.16
0020159883 | Tube connection | 50.48
0020159884 | Tube connection | 31.75
0020159885 | Tube connection | 35.42
0020159886 | Tube connection | 23.2
0020160113 | Electrode (ignition) | 23.2
0020160125 | Screw, (x10) | 3.05
0020160379 | Sealing ring, pipe/gas valve, (x10) | 4.58
0020160380 | Sealing ring, 1/2, (x10) | 2.68
0020160457 | Anode | 86.85
0020160458 | Anode | 86.85
0020160459 | Anode | 86.85
0020160460 | Anode | 86.85
0020160461 | Anode | 86.85
0020160462 | Anode | 82.78
0020160463 | Pump | 841.34
0020160467 | Temperature limiter | 18.18
0020160469 | Heating element | 47.22
0020160470 | Heating element, 1200W | 47.22
0020160471 | Heating element | 47.22
0020160477 | Thermostat | 55.09
0020160479 | Thermostat | 64.32
0020160480 | Thermostat | 86.85
0020160485 | Knob | 7.63
0020160486 | Knob | 6.07
0020160487 | Flow regulator | 253.76
0020160488 | Thermometer, red | 55.09
0020160489 | Thermometer, blue | 55.09
0020160490 | Housing | 38.54
0020160491 | Grommet, (x10) | 18.18
0020160493 | Screw M8, nut | 2.68
0020160618 | Hose | 50.48
0020160732 | Flue pipe, D 110 x 500 mm, PP, black | 31.75
0020160733 | Wall seal, 425 x 280 mm | 59.44
0020160734 | Support, clamp DN 160 | 10.72
0020160735 | Seal ring, special profile EPDM DN 110 | 8.41
0020160736 | O-ring, EPDM DN 110 | 6.89
0020160737 | Seal ring, special profile DN 160 | 6.89
0020160738 | Cover, DN 110 | 29.04
0020160739 | Cover D 160 | 77.35
0020160740 | Wall seal, white DN 160 | 77.35
0020160741 | Cover, DN 160 | 64.32
0020160884 | Conversion kit, to P/H/M | 15.33
0020160885 | Conversion kit to H | 21.44
0020160886 | Conversion kit, to H | 115.35
0020160887 | Conversion kit, to P | 23.2
0020160888 | Conversion kit, to P | 153.34
0020161146 | Air inlet duct, DN 159 x 700 mm | 101.78
0020161147 | Cover, DN 110 (inspection element) | 12.99
0020161148 | Cover, DN 160, with knob | 115.35
0020161149 | Support, clamp DN 160 | 90.92
0020161150 | O-ring, DN 160 | 9.16
0020161151 | Cover, inspection element DN 160 | 18.18
0020161152 | Siphon, DN 37 | 64.32
0020161153 | Wall seal, DN 250 | 108.56
0020161154 | Seal ring, special profile DN 250 | 31.75
0020161155 | Lip seal, EPDM (DN 250) | 38.54
0020161197 | front panel motor pulley | 26.19
0020161198 | Lever, front | 26.19
0020161200 | Electronic control cpl, 11K 1P | 3529.56
0020161201 | Printed circuit board, FMU | 202.19
0020161203 | Printed circuit board, Installer | 130.27
0020161204 | Coil, Electronic Expansion Valve | 55.09
0020161205 | Coil, 4WV | 38.54
0020161206 | Fuse | 12.21
0020161207 | Pump | 325.68
0020161208 | Sensor | 19.54
0020161209 | Filter | 8.41
0020161211 | Capacitor | 188.62
0020161212 | Electronics, EMC filter 5-8kW | 188.62
0020161213 | Electronics, EMC filter 11-15kW | 360.96
0020161214 | Transformer | 202.19
0020161215 | Fuse | 10.72
0020161216 | Control box | 31.75
0020161217 | Cover | 31.75
0020161218 | Handle | 7.63
0020161219 | Grille, and nozzle air | 572.65
0020161220 | Back panel | 325.68
0020161221 | Grille | 419.31
0020161222 | Side panel, left | 253.76
0020161223 | Front panel | 360.96
0020161225 | Side panel, right | 153.34
0020161226 | Side panel | 253.76
0020161227 | Cover plate | 283.61
0020161228 | Evaporator, 8kW | 1977.15
0020161229 | Evaporator, 11kW | 2461.6
0020161230 | Heating rod | 101.78
0020161231 | Impeller, 500mm 3 blades | 50.48
0020161232 | Insulation | 15.33
0020161233 | Resistor, compressor | 26.19
0020161234 | Condenser, 11kW | 763.99
0020161235 | Condenser, 8kW | 650
0020161236 | Compressor, 11kW | 956.69
0020161237 | Compressor, 8kW | 724.64
0020161238 | Insulation, compressor 11kW | 35.42
0020161239 | Insulation, compressor 8kW | 35.42
0020161240 | Wiring harness, supply compressor 11kW | 77.35
0020161241 | Wiring harness, 24V Ebox | 6.07
0020161243 | Wiring harness, supply compressor 5kW | 82.78
0020161245 | Tube, pump | 64.32
0020161246 | Tube, inlet heating | 145.2
0020161247 | Tube, outet heating | 130.27
0020161248 | Tube, EV | 11.47
0020161249 | Wiring harness, pump | 29.04
0020161250 | Wiring harness, modbus inverter | 38.54
0020161251 | Sensor high pressure | 122.13
0020161252 | Switch, high pressure | 55.09
0020161253 | Wiring harness, supply inverter | 188.62
0020161254 | Wiring harness,supply inverter 5-8kW | 59.44
0020161255 | Wiring harness, 24V | 130.27
0020161256 | Wiring harness, reset | 6.89
0020161257 | Wiring harness, reset | 7.63
0020161258 | Wiring harness | 9.94
0020161259 | Grommet, M25-17 | 9.16
0020161260 | Feed hopper, outlet | 38.54
0020161261 | Valve, Temp. a. Pressure | 130.27
0020161373 | Pump | 253.76
0020161374 | Pump | 253.76
0020161375 | Wiring harness, pumps | 26.19
0020161436 | PCB, (kit) | 130.27
0020161449 | Filter | 29.04
0020161779 | Panel, Connection | 26.19
0020162531 | Tube | 6.07
0020162532 | Tube | 6.07
0020162533 | Tube | 8.41
0020162534 | Tube | 16.69
0020162535 | Anode, chain anode G3/4, L ca.970 | 64.32
0020162536 | Knob | 5.36
0020162537 | Magnet | 38.54
0020162538 | Gasket, (x10) | 18.18
0020162539 | O-ring, (x10) | 3.87
0020162540 | Gasket, (x10) | 8.41
0020162541 | Injector, 1.38, (x3) | 8.41
0020162542 | Injector, 1.50, (x3) | 6.07
0020162543 | Injector, 1.55, (x3) | 13.71
0020162544 | Injector, 0.81, (x3) | 12.21
0020162545 | Injector, 0.88, (x3) | 13.71
0020162546 | Spring | 1.53
0020162547 | Ceramic rod | 38.54
0020162548 | Inspection glass | 3.05
0020162549 | Hose | 1.9
0020162550 | Electrode (ignition) | 6.89
0020162551 | Screw, (x10) | 3.05
0020162552 | Latch | 2.31
0020162553 | Filter | 7.63
0020162554 | Injector, ignition (0.25) | 6.07
0020162555 | Sealing ring, (x10) | 2.31
0020162556 | Insulation | 3.87
0020162557 | Electrical conduit, white | 8.41
0020162558 | Draught diverter | 50.48
0020162559 | Support | 16.69
0020162560 | Baffle | 69.21
0020162561 | Baffle | 50.48
0020162562 | Baffle | 50.48
0020162563 | Baffle | 47.22
0020162564 | Cover, white | 55.09
0020162565 | Gas control valve | 175.05
0020162566 | Tube | 130.27
0020162567 | Burner | 145.2
0020162568 | Pilot burner | 77.35
0020162569 | Gas pipe | 38.54
0020162570 | Thermocouple | 18.18
0020162571 | Temperature limiter | 77.35
0020162572 | Burner cover, white | 55.09
0020162573 | Cap | 47.22
0020162574 | Sealing ring, (x10) | 5.36
0020162577 | Sealing ring, (x10) | 10.48
0020162579 | Terminal strip, 2-pin, (x10) | 21.44
0020162580 | Terminal strip, 6-pin, (x10) | 41.25
0020162591 | Silencer | 202.19
0020162592 | T-connector | 50.48
0020162593 | T-connector | 50.48
0020162594 | Connection, condensate drain | 16.69
0020162595 | Damper, pulsation | 44.24
0020162687 | SONDA TEMPERATURA | 50.48
0020164934 | Housing | 188.62
0020164935 | Control | 59.44
0020164936 | Adapter | 16.69
0020164937 | Cover | 64.32
0020164939 | Plate | 101.78
0020164940 | Flange, with tube | 188.62
0020164941 | Gasket | 35.42
0020165238 | Evaporator | 1450.63
0020165239 | Coil guard net | 38.54
0020165240 | Compressor | 2319.11
0020165241 | Stud | 6.89
0020165242 | Liquid receiver | 137.06
0020165243 | Diverter valve | 188.62
0020165244 | PMV liquid ass. tube | 64.32
0020165245 | Coil | 82.78
0020165246 | BPHE water pipe | 360.96
0020165247 | Plate to plate heat exchanger | 1527.98
0020165298 | Support, clamp, DN 350 | 130.27
0020165300 | Grille, 230 x 240 stainless steel | 130.27
0020165301 | Insulation, lower part | 130.27
0020165302 | Insulation, middle part | 160.13
0020165303 | Insulation, cover (3 parts) | 145.2
0020165305 | Adapter 80/125 - 80/80 | 253.76
0020165306 | Cover plate Vaillant | 115.35
0020165307 | Filter, cpl. | 47.22
0020166538 | Insulation, housing | 175.05
0020166539 | Fascia panel | 59.44
0020166540 | Fascia panel | 59.44
0020166541 | Insulation, plug | 38.54
0020166542 | Pump | 268.69
0020166543 | Pressure relief valve | 26.19
0020166544 | T-connector | 19.54
0020166545 | Tube | 44.24
0020166546 | Tube | 18.18
0020166547 | Tube | 29.04
0020166548 | Tube | 38.54
0020166549 | Tube | 26.19
0020166550 | Hose | 4.58
0020166551 | Tube | 26.19
0020166552 | Tube | 16.69
0020166553 | Connection | 19.54
0020166554 | T-connector | 44.24
0020166555 | Tube | 15.33
0020166556 | Connection | 19.54
0020166557 | Connection | 26.19
0020166558 | Pump | 268.69
0020166559 | Tank | 202.19
0020166560 | Connection | 12.99
0020166561 | Tube | 19.54
0020166562 | Wiring harness | 64.32
0020166563 | Housing | 35.42
0020166564 | Display | 44.24
0020166565 | Heat exchanger DHW | 238.83
0020166566 | Tube | 35.42
0020166567 | PCB | 223.91
0020166568 | Valve,aeration | 268.69
0020166569 | Valve,aeration | 449.17
0020166570 | Valve,backflow | 253.76
0020166571 | Valve,backflow | 419.31
0020166572 | Pump | 607.94
0020166573 | Pump | 956.69
0020166574 | Flow regulator | 153.34
0020166575 | Flow regulator | 238.83
0020166576 | Thermometer, red | 26.19
0020166577 | Thermometer, red | 41.25
0020166692 | Grease, copper paste, 2 g, (x10) | 6.89
0020166693 | Automatic de-aerator | 9.94
0020166694 | Front panel | 137.06
0020166695 | Front panel | 82.78
0020166696 | Tube | 35.42
0020166697 | Tube | 55.09
0020166698 | Relay | 223.91
0020166699 | Sensor | 94.99
0020166702 | tap | 18.18
0020166780 | Company plaque | 11.47
0020166781 | Company plaque | 9.16
0020166782 | Company plaque | 9.16
0020166784 | Company plaque | 6.07
0020166843 | Clip and insulation CTN | 4.58
0020166844 | Sensor | 8.41
0020166845 | Collector, 8kW | 419.31
0020166846 | Collector, 11-15kW | 480.38
0020166847 | Diverter valve | 101.78
0020166848 | Limiter | 10.72
0020166849 | Expansion valve, thermostatic 8kW | 69.21
0020166850 | Expansion valve, thermostatic 11-15kW | 77.35
0020166851 | Filter, Biflow drier 8-11-15KW | 130.27
0020166926 | Front panel | 82.78
0020166927 | O-ring, (x10) | 3.8
0020166928 | Tube | 50.48
0020166929 | Tube | 38.54
0020166930 | Relay | 449.17
0020166931 | Sensor | 90.92
0020166932 | O ring, (x10) | 3.87
0020166933 | Sealing ring, (x10) | 4.58
0020166934 | DE-AERATOR | 8.41
0020166935 | O-ring, (x10) | 2.31
0020166942 | Valve (Cold water) | 23.2
0020166948 | Conversion kit to P | 15.33
0020166949 | Conversion kit to H | 7.63
0020166999 | Heating element | 35.42
0020167000 | Clip, (x10) | 14.52
0020167138 | Connection | 41.25
0020167139 | Connection | 38.54
0020167155 | Front panel | 153.34
0020167156 | Gasket, (x10) | 4.58
0020167157 | Gasket, (x10) | 9.94
0020170436 | Back panel | 297.18
0020170437 | Grille | 419.31
0020170438 | Side panel, left | 238.83
0020170439 | Side panel | 238.83
0020170440 | Side panel, left | 175.05
0020170441 | Side panel, right | 268.69
0020170442 | Grille | 572.65
0020170443 | Cover plate | 544.16
0020170444 | Grille, and nozzle air | 360.96
0020170511 | Switch | 5.36
0020170512 | Clip, (x10) | 7.63
0020170513 | Repair kit, for water pressure switch | 50.48
0020170514 | Diverter valve | 188.62
0020170515 | Heat exchanger DHW | 160.13
0020170516 | O-ring, (x10) | 5.36
0020170517 | Gasket, D103 | 1.9
0020170518 | Valves | 41.25
0020170519 | Connection | 130.27
0020170520 | Resistor, antifreeze | 59.44
0020170521 | Grille | 26.19
0020170522 | Pump | 153.34
0020170524 | Hose | 13.71
0020170525 | Tube | 8.41
0020170526 | Gas pipe | 16.69
0020170527 | Wiring harness | 44.24
0020170528 | Cover | 47.22
0020170529 | Air pressure test point | 2.31
0020170628 | Tap | 19.54
0020170629 | Cover | 10.72
0020170787 | Tube, with gas flow restrictor 210 | 115.35
0020170788 | Tube, with gas flow restrictor 250 | 115.35
0020170789 | Tube, with gas flow restrictor 210 | 137.06
0020170790 | Tube, with gas flow restrictor 250 | 137.06
0020170797 | Injector, ignition (0.18) | 6.07
0020170811 | Adapter, 80/125 | 14.52
0020170812 | Hose | 3.87
0020170813 | Gasket | 3.05
0020170814 | Sensor | 14.52
0020170815 | Injector | 12.99
0020170983 | Pump | 392.17
0020171101 | Non-return valve | 47.22
0020171102 | Evaporator | 392.17
0020171103 | Filter | 38.54
0020171104 | Sensor, air temperature | 94.99
0020171105 | Sensor, | 108.56
0020171106 | Sensor | 115.35
0020171107 | Capacitor | 31.75
0020171108 | Capacitor | 26.19
0020171109 | Capacitor, 15uF compressor | 26.19
0020171110 | Casing parts | 572.65
0020171111 | Fastening kit (x3) | 50.48
0020171112 | Cover | 392.17
0020171113 | Electronics | 514.3
0020171114 | Cover | 38.54
0020171115 | Anode | 188.62
0020171116 | Sensor 80-87C | 77.35
0020171117 | Heating rod 1500W | 202.19
0020171118 | Gasket | 9.94
0020171119 | Casing | 44.24
0020171120 | Display | 419.31
0020171121 | Casing | 122.13
0020171122 | Compressor | 1222.66
0020171123 | Diverter valve | 108.56
0020171126 | Cover | 514.3
0020171127 | Gasket | 59.44
0020171128 | Safety switch | 50.48
0020171129 | Pad | 8.41
0020171130 | Cable | 47.22
0020172444 | Control panel, KLZ | 14.52
0020172456 | Control panel, KLOM | 13.71
0020172493 | O-ring, (x10) | 3.87
0020172910 | Pressure gauge | 20.02
0020172932 | Thermometer, blue | 26.19
0020172933 | Thermometer, blue | 41.25
0020173016 | Pump (for acc. 309441) | 419.31
0020173017 | Heat exchanger DHW | 90.92
0020173018 | Pump motor | 175.05
0020173245 | Fins | 3.05
0020173273 | Chassis | 35.42
0020173306 | Filter, air cleaning | 14.52
0020173307 | Chassis | 26.19
0020173308 | Electric motor, fan | 86.85
0020173309 | Guide plate, deflector | 23.2
0020173310 | Sensor, coil | 19.54
0020173311 | Sensor, room | 15.33
0020173312 | Evaporator coil | 202.19
0020173313 | Pcb | 160.13
0020173314 | Electric motor, stepping motor | 23.2
0020173315 | Fan, tangential | 31.75
0020173316 | Plate, installation | 15.33
0020173317 | Filter, air cleaning | 7.63
0020173318 | Electric motor, fan | 122.13
0020173319 | Deflector | 31.75
0020173320 | Sensor, coil | 21.44
0020173321 | Evaporator coil | 202.19
0020173322 | Evaporator coil | 297.18
0020173323 | Pcb | 202.19
0020173324 | Electric motor, stepping motor | 35.42
0020173326 | Evaporator coil | 360.96
0020173327 | Pcb | 268.69
0020173328 | Electric motor, stepping motor | 47.22
0020173329 | Fan, tangential | 59.44
0020173330 | Plate, installation | 29.04
0020173331 | Fan, tangential | 77.35
0020173332 | Plate, installation | 35.42
0020173333 | Filter, air cleaning | 31.75
0020173334 | Chassis | 38.54
0020173335 | Electric motor, fan | 160.13
0020173336 | Guide plate, deflector | 268.69
0020173337 | Grille, front | 31.75
0020173338 | Grille | 23.2
0020173339 | Grille, front | 64.32
0020173340 | Fan propeller | 64.32
0020173341 | Fan propeller | 47.22
0020173342 | Fan propeller | 101.78
0020173343 | Motor | 153.34
0020173344 | Motor | 175.05
0020173345 | Motor, fan | 202.19
0020173346 | Coil | 253.76
0020173347 | Evaporator coil | 360.96
0020173348 | Evaporator coil | 514.3
0020173349 | Evaporator coil | 724.64
0020173350 | Cover, top | 35.42
0020173351 | Cover, top | 50.48
0020173352 | Cover, top | 69.21
0020173353 | Diverter valve, 4 ways valve | 50.48
0020173354 | Diverter valve, 4 ways valve | 55.09
0020173355 | Diverter valve, 4 ways valve | 94.99
0020173356 | Diverter valve, 4 ways valve | 130.27
0020173357 | Compressor | 360.96
0020173358 | Compressor | 514.3
0020173359 | Casing panel, right side | 31.75
0020173360 | Casing panel, right side | 44.24
0020173361 | Casing panel, right side | 55.09
0020173362 | Valve body, service 1/4 | 31.75
0020173363 | Valve body, service 1/4 | 29.04
0020173364 | Valve body, service 3/8 | 35.42
0020173369 | Magnetic coil, reactor | 55.09
0020173370 | Pcb | 283.61
0020173371 | Pcb | 360.96
0020173372 | Pcb | 449.17
0020173373 | EMC filter, board | 253.76
0020173374 | Heat sink | 44.24
0020173375 | Fan nozzle | 47.22
0020173376 | Nozzle, fan | 50.48
0020173377 | Nozzle, fan | 69.21
0020173378 | Expansion valve electronic | 50.48
0020173382 | sensor | 16.69
0020173388 | Heat exchanger | 2015.15
0020173389 | Heat exchanger | 2727.57
0020173390 | Heat exchanger | 2981.33
0020173393 | Gasket | 9.94
0020173394 | Gasket | 15.33
0020173395 | Grommet for pipe | 9.94
0020173396 | Cover plate (Fan) | 13.71
0020173566 | Pump body | 77.35
0020173570 | Box, 35kw | 31.75
0020173573 | Hydraulic block | 59.44
0020173697 | Coil | 572.65
0020173698 | Coil | 650
0020173699 | 4 ways valve | 108.56
0020173700 | 4 ways valve | 130.27
0020173701 | Compressor | 803.34
0020173702 | Right side cover | 59.44
0020173703 | Right side cover | 59.44
0020173705 | Valve body, service 3/8 | 38.54
0020173706 | Cover, valve | 41.25
0020173707 | Cover, valve | 44.24
0020173708 | Pcb set | 392.17
0020173709 | Pcb | 650
0020173712 | Casing panel, front | 101.78
0020173713 | Fins | 6.89
0020173715 | Casing panel, front | 44.24
0020173716 | Casing panel, front | 19.54
0020173718 | Filter, air cleaning | 14.52
0020173719 | Chassis | 23.2
0020173779 | Gasket, (x10) | 4.58
0020173780 | Tube | 12.99
0020173781 | Tube | 12.99
0020173795 | Anode | 19.54
0020173797 | Wiring harness, electrical | 55.09
0020173798 | Tube | 10.72
0020173977 | PCB | 223.91
0020173978 | Display | 55.09
0020173980 | PCB | 223.91
0020173984 | Screw, (x10) | 2.31
0020174082 | heating element 230V / 2kW | 544.16
0020174089 | heating element 400V 6kW cpl. | 650
0020174149 | Casing panel, front | 44.24
0020174150 | Filter, air cleaning | 14.52
0020174151 | Chassis | 26.19
0020174152 | Guide plate, deflector | 23.2
0020174153 | Fins | 6.89
0020174154 | Electric motor, stepping motor | 23.2
0020174155 | Electric motor, fan | 86.85
0020174156 | Plate, installation | 15.33
0020174157 | Fan, tangential | 31.75
0020174158 | Evaporator coil | 202.19
0020174159 | Fan shaft bearing | 14.52
0020174160 | Remote control | 59.44
0020174161 | Pcb | 153.34
0020174162 | Display | 44.24
0020174164 | Sensor, coil | 19.54
0020174166 | Casing panel, front | 44.24
0020174167 | Fins | 3.05
0020174168 | Remote control | 64.32
0020174169 | Display | 47.22
0020174190 | Casing panel, front | 82.78
0020174191 | Filter, air cleaning | 21.44
0020174192 | Display | 69.21
0020174193 | Evaporator coil | 297.18
0020174194 | Fan, tangential | 59.44
0020174195 | Plate, installation | 29.04
0020174196 | Axile bush+left axile bush+crank | 4.58
0020174197 | Guide plate, deflector | 31.75
0020174198 | Electric motor, stepping motor | 35.42
0020174199 | Electric motor, fan | 122.13
0020174200 | Pcb | 188.62
0020174201 | Sensor, coil | 21.44
0020174202 | Sensor, room | 18.18
0020174207 | Casing panel, front | 82.78
0020174208 | Display | 69.21
0020174209 | Axile bush+left axile bush+crank | 3.05
0020174210 | Sensor, room | 18.18
0020174251 | Tube | 2.68
0020174252 | Tube, L=95, D=18 | 1.9
0020174257 | Tube | 6.89
0020174258 | Tube | 5.36
0020174259 | Tube | 12.21
0020174260 | Tube | 21.44
0020174264 | Expansion vessel | 137.06
0020174266 | Gasket | 6.07
0020174269 | Clip | 31.75
0020174270 | Clip, (x10) | 31.75
0020174271 | Filter, air cleaning | 31.75
0020174272 | Chassis | 38.54
0020174273 | Fan, tangential | 50.48
0020174274 | Evaporator coil | 360.96
0020174275 | Plate, installation | 35.42
0020174276 | Electric motor, fan | 160.13
0020174277 | Electric motor, stepping motor | 41.25
0020174278 | Guide plate, deflector | 268.69
0020174279 | Pcb | 268.69
0020174280 | Evaporator coil | 202.19
0020174289 | Tube | 14.52
0020174293 | Pump | 253.76
0020174299 | Tube | 3.87
0020174300 | Tube, L=51 | 2.31
0020174314 | Insulation | 5.36
0020174344 | Sleeve, rubber, flue gas compensator | 160.13
0020174346 | Sensor, hall sensor PVL | 188.62
0020174347 | Coil, spark coil | 188.62
0020174348 | Seal | 130.27
0020174349 | Gasket, thermostat housing, (x5) | 12.99
0020174350 | Gasket, catalyst flange | 23.2
0020174351 | Gasket, inspection flange | 26.19
0020174352 | Tube, flue gas compensator, sound abs. | 188.62
0020174353 | Seal, wear ring crankshaft fan side S1 | 26.19
0020174354 | Gasket, Oil sump | 41.25
0020174355 | Clamp, screw thread 50-70mm | 11.47
0020174356 | Gasket, suction pipe | 12.21
0020174357 | Gasket, timing case | 26.19
0020174358 | Seal, crankshaft, 85x102x12 | 94.99
0020174359 | Gasket, cooling water | 6.89
0020174364 | Electronics, EPROM Web-Connect, LTI | 130.27
0020174365 | Control, user interface LTI | 1031.32
0020174367 | Gas line assembly, NG H | 2279.76
0020174371 | Flap, throttle flap | 1222.66
0020174372 | Flywheel, for electric starter | 4071
0020174373 | Generator, housing, only stator | 3528.2
0020174379 | Support, motor cross carrier | 86.85
0020174380 | Support | 64.32
0020174381 | Protection plate, front | 19.54
0020174382 | Protection plate, back | 23.2
0020174384 | Pipe, oil filler | 108.56
0020174385 | Base, Engine | 19.54
0020174389 | Nut, insulated nut M8 | 7.63
0020174391 | Bridge, 2,45 mm, (x10) | 15.33
0020174392 | Contact, pin strip RM5,0-3 grey | 13.71
0020174393 | Contact, pin strip RM5, 0-6 orange | 13.71
0020174394 | Contact, PVL 3900-0078, (x5) | 9.16
0020174395 | Fuse, CF8-300A, for battery | 29.04
0020174396 | Connector, socket housing 2Px4, (x10) | 16.69
0020174397 | Housing, 2P x2 PVL | 3.87
0020174398 | Housing, 2P x3 PVL | 4.58
0020174400 | Sensor, temperature, PT100 internal | 55.09
0020174402 | Plug, frost plug 25, (x5) | 14.52
0020174403 | Plug, frost plug 32, (x5) | 15.33
0020174405 | Bolt, flywheel | 12.21
0020174406 | Plug, frost plug 45, (x5) | 15.33
0020174407 | Plug, frost plug 34, (x5) | 15.33
0020174408 | Clip, turn lock fastener, (x10) | 14.52
0020174409 | Clamp, pipe clamp d=56,5 M10 | 23.2
0020174410 | Gasket, water pump housing | 9.16
0020174413 | Clamp, screw thread 70-90, (x10) | 29.04
0020174415 | Gasket, crankshaft flange | 21.44
0020174416 | Gasket, valve shaft | 6.07
0020174417 | O-ring, (x10) | 9.16
0020174418 | O-ring, (x10) | 6.07
0020174419 | O-ring, (x10) | 6.89
0020174421 | Gasket, bearing housing | 19.54
0020174426 | Jumper (02) | 7.63
0020174427 | Jumper (04) | 6.89
0020174428 | Jumper (08) | 7.63
0020174429 | Jumper (10) | 9.16
0020174430 | Jumper (02) | 7.63
0020174431 | Jumper (04) | 6.89
0020174432 | Jumper (08) | 7.63
0020174433 | Jumper (10) | 9.16
0020174435 | Axile bush+left axile bush+crank | 6.89
0020174436 | Axile bush+left axile bush+crank | 6.89
0020174461 | Grille, front | 55.09
0020174462 | Grille, front | 47.22
0020174463 | Grille, front | 50.48
0020174464 | Fan propeller | 101.78
0020174465 | Fan propeller | 82.78
0020174466 | Fan propeller | 90.92
0020174467 | Motor | 188.62
0020174468 | Motor | 175.05
0020174469 | Motor | 202.19
0020174470 | Evaporator coil | 238.83
0020174471 | Evaporator coil | 325.68
0020174472 | Evaporator coil | 514.3
0020174473 | Evaporator coil | 572.65
0020174474 | Cover, top | 64.32
0020174475 | Cover, top | 50.48
0020174476 | Cover, top | 55.09
0020174477 | Diverter valve, 4 ways valve | 77.35
0020174478 | Diverter valve, 4 ways valve | 77.35
0020174479 | Diverter valve, 4 ways valve | 94.99
0020174480 | Diverter valve, 4 ways valve | 101.78
0020174481 | Compressor | 419.31
0020174482 | Compressor | 514.3
0020174483 | Casing panel, right side | 50.48
0020174484 | Side panel, right | 44.24
0020174485 | Casing panel, right side | 47.22
0020174486 | Valve body, service 1/4 | 35.42
0020174487 | Valve body, service 1/4 | 29.04
0020174488 | Magnetic coil, reactor | 55.09
0020174489 | Pcb | 283.61
0020174490 | Pcb | 360.96
0020174491 | Pcb | 392.17
0020174492 | EMC filter, board | 55.09
0020174493 | Heat sink | 21.44
0020174494 | Sensors | 35.42
0020174495 | Damper | 13.71
0020174496 | EMV-Filter 5-8-11kW | 360.96
0020174497 | Evaporator, 8kW | 1978.51
0020174498 | Evaporator, 11kW | 2461.6
0020174519 | Valves | 153.34
0020174521 | Clip, (x10) | 7.63
0020174522 | Clip, (x10) | 50.48
0020174523 | Wiring harness | 38.54
0020174524 | Sensor | 16.69
0020174525 | O-ring, (x20) | 5.36
0020174526 | Clip, (x10) | 6.89
0020174527 | Hose | 9.94
0020174529 | Wiring harness | 10.72
0020174530 | Wiring harness, 400V | 21.44
0020174531 | Wiring harness, 230V | 26.19
0020174684 | Fuse 3.15 amperes | 7.63
0020174685 | Fuse 3.15 amperes | 6.89
0020174689 | Fuse 3.15 amperes | 7.63
0020174690 | Fuse 3.15 amperes | 6.89
0020174694 | Valve, air vent | 115.35
0020174695 | Tube | 21.44
0020174696 | Tube | 31.75
0020174697 | Adapter | 11.47
0020174698 | Tube | 50.48
0020174699 | T-connector | 11.47
0020174700 | Sensor, flow sensor | 38.54
0020174701 | Clip, LED | 3.87
0020174702 | Tube | 15.33
0020174703 | Valve, filling | 35.42
0020174704 | Pressure safeguard | 41.25
0020174705 | Tube | 38.54
0020174707 | Valve, stop valve | 59.44
0020174708 | Tube | 9.16
0020174709 | Tube | 26.19
0020174710 | Pump | 268.69
0020174711 | Adapter, pump | 16.69
0020174712 | Tube | 77.35
0020174713 | Heat exchanger, 21 pl. | 253.76
0020174714 | Pad, EPP | 6.07
0020174715 | Heat exchanger, 49 pl. | 419.31
0020174716 | Cover plate, pump (EPP) | 6.89
0020174717 | Connection kit, storage | 101.78
0020174718 | Cover plate, name badge (kit) | 12.99
0020174719 | PCB | 160.13
0020174720 | Wiring harness | 145.2
0020174721 | Wiring harness, solar pump | 23.2
0020174722 | Wiring harness, pump | 26.19
0020174723 | Wiring harness, display | 16.69
0020174724 | Wiring harness, eBUS | 6.07
0020174725 | Wiring harness | 35.42
0020174726 | Insulation, pump (EPP) | 12.21
0020174727 | Insulation, with support | 31.75
0020174728 | Casing panels, EPP | 130.27
0020174729 | Clip, (x10) | 9.94
0020174730 | Tube | 23.2
0020174731 | Tube | 23.2
0020174732 | Sensor | 55.09
0020174733 | Tube | 38.54
0020174734 | Casing panels, EPP | 130.27
0020174735 | Connection | 18.18
0020174736 | Plug | 1.9
0020174737 | Tube | 13.71
0020174738 | T-connector | 26.19
0020174739 | Tube | 50.48
0020174740 | Tube | 14.52
0020174741 | Tube | 77.35
0020174742 | Tube | 12.99
0020174743 | Tube | 18.18
0020174744 | Pump | 297.18
0020174746 | Insulation, pump (EPP) | 3.87
0020174747 | Tube | 31.75
0020174748 | Tube | 31.75
0020174749 | Heat exchanger, 32 pl. | 419.31
0020174750 | Pad, EPP | 6.07
0020174751 | Heat exchanger, 36 pl. | 449.17
0020174752 | Insulation, control box (EPP) | 16.69
0020174753 | PCB | 175.05
0020174754 | Wiring harness | 82.78
0020174755 | Wiring harness | 82.78
0020174756 | Wiring harness | 82.78
0020174757 | Wiring harness, pump | 23.2
0020174758 | Insulation, pump (EPP) | 4.58
0020174759 | Tube, single | 325.68
0020174760 | Tube, double | 360.96
0020174761 | Insulation, single (EPP) | 94.99
0020174762 | Insulation, double (EPP) | 137.06
0020174763 | Insulation, connection (EPP) | 19.54
0020174764 | Insulation | 21.44
0020174765 | Connection | 153.34
0020174766 | Ring | 64.32
0020174767 | O-ring, (x12) | 29.04
0020174768 | Support, (x2) | 90.92
0020174769 | Insulation, 300l top | 122.13
0020174770 | Insulation, 300l bottom | 122.13
0020174771 | Insulation, 500l top | 130.27
0020174772 | Insulation, 500l bottom | 130.27
0020174773 | Insulation, 800/1000l top | 160.13
0020174774 | Insulation, 800/1000l bottom | 160.13
0020174777 | Insulation, 1500l top | 175.05
0020174778 | Insulation, 1500l bottom | 175.05
0020174779 | Insulation, 2000l top | 188.62
0020174780 | Insulation, 2000l bottom | 188.62
0020174781 | Cover, 300l | 130.27
0020174782 | Cover, 500l | 130.27
0020174783 | Cover, 800/1000l | 153.34
0020174784 | Cover, 1500l | 202.19
0020174785 | Cover, 2000l | 283.61
0020174786 | Cover plate | 94.99
0020174787 | Cover plate | 94.99
0020174788 | Cover plate | 101.78
0020174789 | Cover plate | 101.78
0020174790 | Insulation, Cap | 19.54
0020174791 | Insulation, Cap | 23.2
0020174792 | Insulation, Cap | 38.54
0020174797 | Side panel, left | 41.25
0020174798 | Side panel, left | 47.22
0020174800 | Damper, rubber mount | 6.07
0020174802 | Silencer | 268.69
0020174803 | Plug | 21.44
0020174804 | Connection, hose coupling | 21.44
0020174805 | Connection, hose coupling | 21.44
0020174806 | Hose (kit) | 101.78
0020174807 | Hose | 77.35
0020174808 | Hose (kit) | 14.52
0020174809 | Hose | 115.35
0020174810 | Grommet for pipe | 21.44
0020174811 | Hose | 12.99
0020174812 | Hose | 15.33
0020174813 | Hose | 77.35
0020174814 | Hose | 21.44
0020174815 | Clip | 13.71
0020174816 | Connection | 19.54
0020174817 | Damper, pulsation | 101.78
0020174818 | Air inlet duct | 82.78
0020174819 | Connection (fresh air/exhaust) | 130.27
0020174820 | Clamp, (x10) | 82.78
0020174821 | Hose | 26.19
0020174846 | Pressure relief valve, 6 bar | 41.25
0020175103 | Chassis | 26.19
0020175104 | Motor, fan | 69.21
0020175105 | Motor, fan | 69.21
0020175106 | Guide plate (deflector) | 19.54
0020175107 | Coil | 160.13
0020175108 | Coil | 160.13
0020175109 | Louver | 6.07
0020175110 | Pcb set | 130.27
0020175111 | Fan, tangential | 31.75
0020175112 | Installation plate | 15.33
0020175119 | Filter, air cleaning | 14.52
0020175120 | Chassis | 23.2
0020175121 | Chassis | 26.19
0020175122 | Chassis | 35.42
0020175123 | Motor, fan | 69.21
0020175124 | Motor, fan | 69.21
0020175125 | Guide plate (deflector) | 19.54
0020175126 | Coil | 160.13
0020175127 | Coil | 160.13
0020175128 | Louver | 3.87
0020175129 | Pcb set | 130.27
0020175130 | Fan, tangential | 31.75
0020175131 | Installation plate | 15.33
0020175132 | Fins | 3.05
0020175134 | Axile bush+left axile bush+crank | 2.31
0020175135 | Axile bush+left axile bush+crank | 2.31
0020175179 | Injector, 0.81, (x3) | 12.99
0020175180 | Injector, 0.88, (x3) | 14.52
0020175192 | Gas pipe | 38.54
0020175266 | Valve body, service 3/8 | 38.54
0020175267 | Valve body, service 1/2 | 31.75
0020175268 | Cover, valve | 29.04
0020175269 | Valve cover | 19.54
0020175270 | Valve, cover | 21.44
0020175271 | Nozzle, fan | 69.21
0020175272 | Side panel, fan front | 50.48
0020175273 | Side panel, fan front | 55.09
0020175274 | Expansion valve electronic | 69.21
0020175275 | Magnetic coil, electronic expansion valv | 69.21
0020175276 | Side panel, front | 50.48
0020175278 | Condenser | 763.99
0020175279 | Insulation | 55.09
0020175280 | Nut | 18.18
0020175284 | Magnetic coil, 4 way valve | 55.09
0020175285 | Magnetic coil, 4 way valve | 50.48
0020175286 | Coil, 4-way valve | 55.09
0020175323 | Magnetic coil, reactor | 59.44
0020175324 | Sensors | 50.48
0020175325 | sensors | 11.47
0020175332 | Cover, valve | 19.54
0020175333 | Cover, valve | 19.54
0020175334 | Cover, valve | 29.04
0020175335 | Magnetic coil, reactor | 44.24
0020175336 | Magnetic coil, electronic expansion valv | 35.42
0020175337 | sensor | 35.42
0020175339 | Sensor, room | 15.33
0020175460 | Casing panel, front | 101.78
0020175461 | Fins | 4.58
0020175464 | Magnetic coil, 4 way valve | 16.69
0020175465 | Magnetic coil, 4 way valve | 50.48
0020175466 | Magnetic coil, 4 way valve | 21.44
0020175467 | Valve body, service 1/2 | 31.75
0020175468 | Casing panel, left side | 23.2
0020175469 | Casing panel, left side | 50.48
0020175470 | sensor | 13.71
0020175471 | Casing panels, front | 64.32
0020175472 | Fan shaft bearing | 5.36
0020175480 | Remote control, former acc. 306765 | 268.69
0020175566 | Cable strain relief | 6.07
0020175567 | Screw, (x10) | 2.31
0020175568 | Plug, (x5) | 1.9
0020175570 | Sealing ring, (x10) | 9.94
0020175572 | Service valve, red | 130.27
0020175573 | Screw, (x10) | 3.05
0020175574 | Gasket | 8.41
0020175575 | Clip | 2.68
0020175576 | Screw, (x10) | 2.31
0020175577 | Fan | 724.64
0020175578 | Fan | 763.99
0020175579 | Fan | 1338
0020175580 | Name badge | 26.19
0020175581 | Gas control valve | 325.68
0020175582 | Electrode (ignition and sensing) | 77.35
0020175583 | Screw, (x10) | 1.9
0020175584 | Gasket | 4.58
0020175585 | Gasket | 3.05
0020175586 | Inspection glass | 29.04
0020175587 | Gasket | 9.16
0020175588 | Burner | 253.76
0020175589 | Cover plate | 59.44
0020175590 | Air inlet duct | 44.24
0020175591 | Fastening kit | 1.53
0020175592 | Temperature limiter | 41.25
0020175593 | Temperature limiter | 44.24
0020175594 | Gas pipe | 101.78
0020175595 | Gas pipe | 137.06
0020175596 | O-ring, (x10) | 21.44
0020175597 | Sealing ring, (x10) | 9.16
0020175598 | Gasket | 3.87
0020175599 | Fastening kit | 14.52
0020175600 | Wiring harness | 26.19
0020175601 | Wiring harness | 18.18
0020175602 | Gas control valve | 419.31
0020175603 | O-ring, (x10) | 21.44
0020175604 | Screw, (x10) | 12.99
0020175605 | Screw, (x10) | 1.9
0020175606 | Gas pipe | 122.13
0020175607 | Tube | 175.05
0020175608 | Screw, (x10) | 3.05
0020175609 | Screw, (x10) | 10.72
0020175610 | Burner | 449.17
0020175611 | Cover plate | 77.35
0020175612 | Pressure safeguard | 86.85
0020175613 | Ring, Pressure safeguard | 2.68
0020175614 | Air inlet duct | 19.54
0020175615 | Air inlet duct | 90.92
0020175616 | Washer, (x10) | 1.53
0020175617 | Hose | 11.47
0020175618 | Air inlet duct | 101.78
0020175619 | Pressure gauge | 23.2
0020175620 | Seal kit | 29.04
0020175621 | Flue pipe | 64.32
0020175622 | Sensor | 38.54
0020175623 | Siphon | 29.04
0020175624 | Nut | 3.05
0020175625 | Automatic air vent | 29.04
0020175626 | Sealing ring, (x10) | 19.54
0020175627 | Tube | 12.21
0020175628 | Flue pipe | 115.35
0020175629 | Seal kit | 29.04
0020175630 | Cover | 55.09
0020175631 | Front panel | 419.31
0020175632 | Adapter, 110/160 mm | 82.78
0020175633 | Seal kit | 55.09
0020175634 | Screw, (x10) | 4.58
0020175635 | Plug, (x2) | 11.47
0020175636 | Grommet for pipe | 6.07
0020175637 | Support | 18.18
0020175638 | Clip, (x10) | 6.07
0020175639 | Wiring harness | 3.05
0020175640 | Tube | 175.05
0020175641 | Pump | 480.38
0020175643 | Tube | 47.22
0020175644 | Wiring harness | 59.44
0020175645 | Wiring harness | 50.48
0020175646 | Washer, (x10) | 3.05
0020175647 | Nut, (x10) | 2.31
0020175648 | Combustion chamber cover | 223.91
0020175651 | Heat exchanger | 3182.17
0020175652 | Heat exchanger | 4313.9
0020175653 | Heat exchanger | 4711.5
0020175654 | Seal kit | 153.34
0020175655 | Seal kit | 223.91
0020175656 | Gasket | 12.21
0020175657 | Gasket | 16.69
0020175658 | Grommet for pipe | 9.94
0020175659 | Cover plate | 12.21
0020175660 | Side panel | 137.06
0020175662 | Housing | 47.22
0020175663 | PCB | 188.62
0020175664 | Housing | 9.94
0020175665 | Spacer, (x2) | 4.58
0020175666 | Support, (x2) | 2.68
0020175667 | Connector (electrical), ProE (kit) | 13.71
0020175696 | Wiring harness, display | 3.05
0020175797 | Support | 15.33
0020175798 | Back panel | 360.96
0020175799 | Screw | 3.87
0020175806 | Panel, Connection | 35.42
0020175807 | Damper | 14.52
0020175808 | Stuffing box, M20-10 | 4.58
0020175809 | Stuffing box, M25-17 | 9.16
0020175810 | Screw, (x10) | 9.16
0020175811 | Electrical conduit, (x5) | 2.31
0020175812 | Motor, fan | 270.14
0020175813 | Screw, M5x30 + washer (kit of 4) | 5.36
0020175814 | Heating rod | 101.78
0020175815 | Impeller, 500mm 3 blades | 55.09
0020175817 | Electronic control cpl, 11K 1P | 3528.2
0020175818 | Electronic control cpl, 11K 3P | 3400.64
0020175819 | Handle | 7.63
0020175820 | Wiring harness, supply compressor | 77.35
0020175821 | Wiring harness, compressor 5kW, kit | 82.78
0020175822 | Wiring harness, modbus inverter | 38.54
0020175823 | Wiring harness, supply inverter | 188.62
0020175824 | Wiring harness,supply inverter 5-8kW | 59.44
0020175825 | Wiring harness, supply inverter 3P | 69.21
0020175826 | Capacitor | 175.05
0020175827 | Capacitor | 253.76
0020175828 | Electronics, EMC filter 5-8kW | 188.62
0020175829 | Electronics, EMC filter 11-15kW | 360.96
0020175830 | Electronics, EMC filter 11kW 3P | 325.68
0020175831 | Transformer, 11-15kW 1p | 202.19
0020175832 | TRANSFORMER, 11KW 3P | 223.91
0020175833 | Transformer, 5-8kW 1p | 188.62
0020175834 | Fuse | 11.47
0020175835 | Fuse | 9.94
0020175836 | Electronics, EMC filter 5-8-11kW | 360.96
0020175837 | Control box | 82.78
0020175840 | Wiring harness, 24V Ebox | 6.07
0020175842 | Printed circuit board, Installer | 130.27
0020175844 | Wiring harness, 24V | 130.27
0020175845 | Wiring harness, reset | 6.89
0020175846 | Wiring harness, reset | 8.41
0020175847 | Wiring harness, reset | 6.89
0020175848 | Wiring harness, diagnostic | 8.41
0020175849 | Cover | 31.75
0020175850 | Cable bushing | 3.87
0020175851 | Compressor, 11kW | 917.33
0020175852 | Compressor, 8kW | 763.99
0020175853 | Resistor, compressor | 26.19
0020175854 | Insulation, compressor 11kW | 38.54
0020175855 | Insulation, compressor 8kW | 38.54
0020175856 | Collector, 8kW | 392.17
0020175857 | Collector, 11-15kW | 449.17
0020175858 | Insulation | 29.04
0020175859 | Condenser, 11kW | 724.64
0020175860 | Condenser, 8kW | 650
0020175861 | Insulation, front | 16.69
0020175862 | Filter | 11.47
0020175863 | Limiter | 31.75
0020175864 | Expansion valve, thermostatic 8kW | 77.35
0020175865 | Expansion valve, thermostatic 11-15kW | 69.21
0020175867 | Clip, and insulation NTC | 9.16
0020175868 | Filter, Biflow drier | 145.2
0020175869 | Sensor | 10.72
0020175870 | Tube, pump | 69.21
0020175871 | Tube | 137.06
0020175872 | Pump | 325.68
0020175873 | Wiring harness, pump | 29.04
0020175874 | Tube, outet heating | 145.2
0020175875 | Transformer 5-8kW | 202.19
0020175889 | Support (pump) | 13.71
0020175902 | Conversion kit from H to Lw/Ls/S | 26.19
0020175903 | Conversion kit to H | 18.18
0020175904 | Conversion kit to H | 101.78
0020175905 | Conversion kit to P | 19.54
0020175906 | Conversion kit to P | 130.27
0020175909 | Tube | 23.2
0020175910 | Tube | 26.19
0020175911 | Hydraulic block, Pump | 253.76
0020175912 | Hydraulic block, Pump | 253.76
0020176073 | Conversion kit to P/E | 35.42
0020176074 | Conversion kit to P/E | 160.13
0020176077 | Fastening kit, compressor | 23.2
0020176078 | Fastening kit, compressor | 23.2
0020176079 | Resistor, compressor | 26.19
0020176083 | Resistor, compressor | 26.19
0020176085 | Wiring harness | 9.94
0020176086 | Wiring harness | 10.72
0020176087 | Pump | 223.91
0020176096 | Throttle jet, + coding plug (orange) | 19.54
0020176097 | Throttle jet, + coding plug (violet) | 19.54
0020176133 | Throttle jet, + coding plug (red) | 19.54
0020176180 | Conversion kit to P | 6.89
0020176181 | Conversion kit, to H/GZ41(Lw)/G25.1(S) | 6.7
0020176184 | Conversion kit to P | 47.22
0020176185 | Conversion kit to P | 175.05
0020176186 | Conversion kit to H | 16.69
0020176187 | Conversion kit to H | 130.27
0020176190 | Conversion kit, natural gas <=> LPG | 18.18
0020176191 | Conversion kit, natural gas <=> LPG | 9.16
0020176261 | Power supply cable, 2 m | 9.94
0020176262 | Pump, 25/6 RKC 130 | 283.61
0020176263 | Pump, 15/6 RKC 130 | 360.96
0020176264 | Pump, 25/6 RKA 180 | 392.17
0020176265 | Cable, 2 m (mains cable) | 16.69
0020176266 | Support, wall holder | 44.24
0020176267 | Cover (inspection elbow) | 35.42
0020176268 | Cover, DN 80 PP | 19.54
0020176269 | Power supply cable | 29.04
0020176307 | Throttle jet, + coding plug (brass) | 55.09
0020176319 | Anode | 64.32
0020176320 | Anode | 90.92
0020176322 | Plug | 4.58
0020176327 | Flange 1200W | 94.99
0020176328 | Flange 1200W | 101.78
0020176329 | Flange | 160.13
0020176330 | Flange 1600W | 101.78
0020176331 | Housing | 10.72
0020176332 | Housing | 10.72
0020176334 | Fascia panel | 15.33
0020176335 | Nipple (reducing) | 14.52
0020176336 | Cable, pump solar, basic module | 18.18
0020176337 | Cable, pump solar, extension module | 18.18
0020176338 | Cable, pump puffer | 18.18
0020176470 | Pcb | 253.76
0020176493 | EMC-Filter, (x4) | 101.78
0020176495 | Valve body, service 1/4 | 35.42
0020176496 | Valve body, liquid service 1/4 | 35.42
0020176497 | Valve body, service 5/8 | 55.09
0020176498 | Valve body, 5/8 | 41.25
0020176499 | Pcb | 253.76
0020176551 | Capillary | 55.09
0020176552 | Capillary | 23.2
0020176554 | Capillary | 64.32
0020176555 | Capillary | 29.04
0020176557 | Sensor, outdoor coil | 4.58
0020176558 | Sensor, outdoor coil | 4.58
0020176681 | Silencer (Condensate trap) 80-160 kW | 223.91
0020176682 | Silencer (Condensate trap) 80-160 kW | 153.34
0020176714 | Wall seal, 1.5 inch | 3.87
0020176715 | Wall seal, 2.0 inch | 3.87
0020176716 | Wall seal, 2.5 inch | 3.87
0020176717 | Cover plate | 101.78
0020176718 | Cover plate | 101.78
0020176766 | Motor, fan | 253.76
0020176800 | Heat sink | 16.69
0020176801 | Heat sink | 47.22
0020176802 | Heat sink | 15.33
0020176803 | Heat sink | 35.42
0020176805 | Service valve, blue | 130.27
0020176834 | Support, bracket front casing | 16.69
0020176978 | Separator, liquid and gas | 59.44
0020176979 | Separator, liquid and gas | 59.44
0020176981 | Resistance, compressor | 55.09
0020176982 | Resistance, compressor | 64.32
0020176983 | Resistance, compressor | 47.22
0020176984 | Resistance, compressor | 47.22
0020176985 | Coil | 572.65
0020176986 | Coil | 650
0020176987 | 4 ways valve | 115.35
0020176988 | 4 ways valve | 130.27
0020176989 | Compressor | 803.34
0020176990 | Right side cover | 59.44
0020176991 | Right side cover | 59.44
0020176992 | Service valve, 3/8 | 23.2
0020176993 | Cover, valve | 41.25
0020176994 | Cover, valve | 44.24
0020176995 | Pcb set | 392.17
0020176996 | Pcb set | 650
0020177201 | Tube | 23.2
0020177202 | Tube | 29.04
0020177203 | Tube | 18.18
0020177204 | Tube | 12.21
0020177205 | Clip | 3.87
0020177206 | Cap | 2.31
0020177207 | Plug | 5.36
0020177208 | Plug | 1.15
0020177214 | Plug | 1.53
0020177215 | Plug | 1.15
0020177216 | Screw, 3,5 x 6,4, (x10) | 1.15
0020177217 | Screw, 3,5 x 9,5, (x10) | 1.15
0020177218 | Screw, 3,9 x 9,5, (x10) | 1.15
0020177219 | Screw, 3,5 x 13, (x10) | 1.15
0020177220 | Screw, 3,5 x 19, (x10) | 1.15
0020177221 | Screw, M5 x12, (x10) | 1.53
0020177222 | Screw, M4 x 6, (x10) | 1.9
0020177223 | Screw, M4 x 12, (x10) | 1.15
0020177226 | Gasket, (x10) | 10.72
0020177227 | Sealing ring, (x10) | 5.36
0020177228 | Screw, 3,9 x 9,5, (x10) | 1.15
0020177229 | Screw, 3,9 x 8, (x10) | 1.15
0020177230 | Screw, M3 x 30, (x10) | 1.53
0020177231 | Screw, M4 x 12, (x10) | 1.15
0020177256 | Jumper (01) | 0.81
0020177420 | Wiring harness, pump | 10.72
0020177421 | Wiring harness, gasvalve | 44.24
0020177422 | Wiring harness | 6.89
0020177423 | Wiring harness | 4.58
0020177424 | Wiring harness | 1.15
0020177434 | Tube | 23.2
0020177435 | Tube | 29.04
0020177436 | Cap | 1.53
0020177437 | Screw, 3,5 x 6,4, (x10) | 0.81
0020177438 | Tube | 19.54
0020177439 | Plug | 1.53
0020177440 | Clip | 3.05
0020177441 | Connection box | 15.33
0020177442 | Wiring harness | 11.47
0020177443 | Wiring harness | 44.24
0020177444 | Wiring harness | 6.89
0020177445 | Wiring harness | 4.58
0020177446 | Wiring harness | 0.81
0020177447 | Plug | 1.15
0020177448 | Plug | 6.89
0020177449 | Plug | 1.15
0020177482 | Screw, 3,5 x 13, (x10) | 0.81
0020177483 | Screw, 3,5 x 19, (x10) | 0.81
0020177484 | Screw, M4 x 8, (x10) | 1.15
0020177485 | Gasket, (x10) 3/8 8 x14.5 x 2 | 3.05
0020177486 | Gasket, (x10) 3/4 17 x 24 x 2 | 2.31
0020177487 | Gasket, (x10) 1 22 x 30 x 2 | 4.58
0020177488 | Screw, M4 x 12, (x10) | 0.81
0020177489 | Gasket, (x10) | 8.41
0020177490 | Gasket, (x10) | 2.31
0020177491 | Gasket, (x10) | 4.58
0020177493 | Screw, 3,9 x 9,5, (x10) | 0.81
0020177494 | Screw, 3,9 x 8, (x10) | 1.15
0020177495 | Screw, M3 x 30, (x10) | 1.53
0020177496 | Front panel | 283.61
0020177828 | Grease, copper paste, 2 g, (x10) | 11.47
0020177834 | EMC filter, board | 419.31
0020177835 | EMC filter, board | 419.31
0020177837 | EMC filter, board | 55.09
0020177838 | EMC filter, board | 419.31
0020177840 | Heat sink | 44.24
0020177841 | Heat sink | 44.24
0020177867 | Heat sink | 38.54
0020177868 | Heat sink | 38.54
0020177869 | Screw, M8x20 and Nut, (x10) | 90.92
0020177870 | Clip, collector | 7.63
0020177871 | Rafter anchor | 50.48
0020177872 | Screw, M10x20 and Nut, (x10) | 160.13
0020177873 | Sealing ring, (x10) | 23.2
0020177874 | Cap | 8.41
0020177875 | T-connector | 101.78
0020177876 | Hose | 23.2
0020177879 | Screw, M8x20 and Nut, (x10) | 90.92
0020177880 | Clip, collector | 6.07
0020177881 | Latch | 50.48
0020177882 | Screw, M10x20 and Nut, (x10) | 160.13
0020177883 | Sealing ring, (x10) | 23.2
0020177884 | Cap | 8.41
0020177885 | T-connector | 101.78
0020177886 | Hose | 23.2
0020177966 | Anode | 90.92
0020177967 | Anode, chain anode | 160.13
0020177968 | Anode | 108.56
0020177969 | Impressed current anode | 544.16
0020177970 | Insulation | 82.78
0020177971 | Connection, anode | 268.69
0020177972 | Gasket | 10.48
0020177973 | Cover | 55.09
0020177974 | Insulation | 82.78
0020177975 | Plug | 55.09
0020177976 | Thermometer | 15.33
0020177977 | Anode | 59.44
0020177978 | Anode, chain anode | 153.34
0020177979 | Anode | 94.99
0020177980 | Impressed current anode | 544.16
0020177981 | Insulation | 101.78
0020177982 | Connection, anode | 360.96
0020177983 | Gasket | 9.16
0020177984 | Cover | 69.21
0020177985 | Insulation | 101.78
0020177986 | Plug | 69.21
0020177987 | Thermometer | 16.69
0020177988 | O-ring, (x2) | 3.87
0020177989 | Clip, (x2) | 8.41
0020177990 | Display | 325.68
0020178037 | Filter cartridge | 35.42
0020178038 | Filter kit | 130.27
0020178039 | Fuse, (x10) | 35.42
0020178040 | Pump | 188.62
0020178041 | Gasket, (x10) | 5.36
0020178042 | Gasket, (x10) | 4.58
0020178043 | Connection | 26.19
0020178044 | Tube | 23.2
0020178045 | Hose | 82.78
0020178046 | Pressure relief valve | 108.56
0020178047 | Connector (hydraulic) | 8.41
0020178048 | Thermostat | 108.56
0020178049 | Handle | 3.05
0020178050 | Handle | 3.05
0020178051 | PCB, display | 101.78
0020178052 | PCB, display | 82.78
0020178056 | Expansion vessel 12 ltr. | 130.27
0020178129 | Tube | 11.47
0020178130 | Tube | 15.33
0020178146 | Wiring harness | 29.04
0020178147 | Wiring harness | 31.75
0020178326 | Nipple (Non-return flap) | 31.75
0020178327 | Fastening kit, screws M8x65 | 26.19
0020178328 | Fastening kit, screws M8x75 | 26.19
0020178329 | Fastening kit, screws M12x70 | 29.04
0020178330 | Fastening kit, screws M16x70 | 35.42
0020178331 | Seal kit, DN 50, (x2) | 18.18
0020178332 | Seal kit, DN 65, (x2) | 19.54
0020178333 | Seal kit, DN 80, (x2) | 26.19
0020178334 | Seal kit, DN 100, (x2) | 26.19
0020178335 | Compression fitting | 130.27
0020178336 | Non-return valve | 94.99
0020178337 | Seal kit, 1 1/2, (x2) | 13.71
0020178338 | Nipple (Non-return flap) | 31.75
0020178339 | Fastening kit, screws M8x65 | 26.19
0020178340 | Fastening kit, screws M8x75 | 26.19
0020178341 | Fastening kit, screws M12x70 | 29.04
0020178342 | Fastening kit, screws M16x70 | 35.42
0020178343 | Seal kit, DN 50, (x2) | 18.18
0020178344 | Seal kit, DN 65, (x2) | 19.54
0020178346 | Seal kit, DN 100, (x2) | 26.19
0020178347 | Compression fitting | 130.27
0020178348 | Non-return valve | 94.99
0020178349 | Seal kit, 1 1/2, (x2) | 13.71
0020178350 | Insulation (kit incl. Vaillant logo) | 175.05
0020178351 | Insulation (kit, incl. without opening) | 31.75
0020178352 | Insulation (kit, incl. with opening) | 38.54
0020178353 | Support, wall holder | 115.35
0020178354 | Valve, 3-way-valve | 572.65
0020178355 | Cable, 24V eBUS | 18.18
0020178768 | Expansion vessel | 69.21
0020178769 | Tube | 41.25
0020178770 | Tube | 122.13
0020178771 | Tube | 59.44
0020178772 | Tube | 47.22
0020178773 | Tube | 47.22
0020178774 | Motor | 69.21
0020178775 | Casing parts | 7.58
0020178859 | Front panel | 90.92
0020178873 | Conversion kit, 3+ (IT) | 29.04
0020178874 | Conversion kit, 3+ (IT) | 31.75
0020179946 | Clip, (x10) | 9.16
0020179948 | Connection box | 19.54
0020179949 | Front panel | 35.42
0020179950 | Control box | 35.42
0020179968 | Pump, pump group return C /HE | 877.98
0020179969 | Pump, pump group heating circuit C /HE | 917.33
0020180026 | Pump, heating VKK, 25 1-8 | 1260.65
0020180048 | Electronics, communication modul DSL | 1450.63
0020180051 | Power supply | 108.56
0020180073 | Tube | 41.25
0020180074 | Pump | 325.68
0020180075 | Tube | 14.52
0020180076 | Tube | 12.99
0020180077 | Tube | 26.19
0020180080 | Gasket, (x10) | 3.05
0020180081 | de-aerator | 5.36
0020180083 | Front panel | 94.99
0020180084 | Heat exchanger | 763.99
0020180085 | Gasket, (x10) | 4.58
0020180086 | Valve, filling device | 145.2
0020180088 | Tube | 50.48
0020180089 | Tube | 55.09
0020180090 | O-ring, (x10) | 3.05
0020180158 | UNIT'S CASING | 650
0020180243 | O-ring, 30 x 2, Vi 500 (Viton) | 6.89
0020180245 | Hose, flexible, 1000x1x1 | 50.48
0020180246 | Hose, flexible, 700x1x1 | 44.24
0020180247 | Hose, flexible, 850x1x1 | 44.24
0020180248 | Hose, flexible, DW, SK19, 500x3/4x3/4 | 29.04
0020180249 | Hose, flexible, 500x1x1 | 29.04
0020180251 | Valve, inlet valve | 29.04
0020180252 | Valve, outlet valve | 29.04
0020180263 | Valve, charge valve | 115.35
0020180265 | Nut, M8, (x10) | 5.36
0020180271 | Screw, M6x16 Verbus-Ripp, (x10) | 9.16
0020180273 | Screw, stud screw, (x10) | 6.89
0020180274 | Catch, screw/plug G3/8 | 6.07
0020180275 | Washer, CU 6,5/10x1,5, (x10) | 18.18
0020180276 | Screw, M8x35, Verbus-Ripp, (x10) | 12.21
0020180277 | Screw, M8x20, Verbus-Ripp, (x10) | 9.16
0020180279 | Nut, M10, Verbus-Ripp, (x10) | 12.99
0020180283 | Fuse, 5x20 2A, (x10) | 11.47
0020180284 | Fuse, 5x20 6,3A, (x10) | 16.69
0020180285 | Fuse, 5x20 8A, (x10) | 13.71
0020180288 | Pump, circulation pump | 238.83
0020180321 | Venturi, 21mm, with seals | 137.06
0020180322 | Support, ignition cable | 35.42
0020180323 | Flange, gas connection | 82.78
0020180326 | Memory card, software parameter set | 130.27
0020180327 | Fuse, 10x38 10A fast-acting gG | 10.72
0020180328 | Support, ignition sensor | 16.69
0020180331 | Adapter, control exhaust backpressure | 202.19
0020180332 | Adapter, control exhaust backpressure | 202.19
0020180612 | Wiring harness | 55.09
0020180999 | Wiring harness | 38.54
0020181118 | Casing panel, front | 44.24
0020181120 | Casing panel, front | 47.22
0020181122 | Casing panel, front | 64.32
0020181124 | Display | 44.24
0020181126 | Display | 47.22
0020181133 | Filter, air cleaning | 9.16
0020181134 | Filter, air cleaning | 10.72
0020181135 | Filter, air cleaning | 13.71
0020181137 | Remote control | 59.44
0020181139 | Chassis | 31.75
0020181141 | Chassis | 35.42
0020181143 | Chassis | 47.22
0020181146 | Electric motor, fan | 64.32
0020181147 | Electric motor, fan | 108.56
0020181149 | Electric motor, fan | 130.27
0020181151 | Guide plate, deflector | 19.54
0020181152 | Guide plate, deflector | 19.54
0020181153 | Guide plate, deflector | 29.04
0020181154 | Fan, shaft bearing | 4.58
0020181155 | Sensor, room | 18.18
0020181156 | Sensor, room | 15.33
0020181158 | Evaporator coil | 160.13
0020181160 | Evaporator coil | 175.05
0020181166 | Evaporator coil | 283.61
0020181168 | Evaporator coil | 325.68
0020181169 | Fins | 4.58
0020181170 | Fins | 3.05
0020181172 | Pcb | 130.27
0020181174 | Pcb | 145.2
0020181176 | Pcb | 160.13
0020181178 | Pcb | 202.19
0020181179 | Electric motor, stepping motor | 21.44
0020181180 | Electric motor, stepping motor | 29.04
0020181182 | Fan, tangential | 26.19
0020181183 | Fan, tangential | 31.75
0020181184 | Fan, tangential | 47.22
0020181185 | Plate, installation | 21.44
0020181189 | Plate, installation | 13.71
0020181190 | Axile bush+left axile bush+crank | 4.58
0020181191 | Fuse 3.15 amperes | 6.89
0020181193 | Plate, installation | 13.71
0020181195 | Transformator | 31.75
0020181197 | Transformator | 44.24
0020181199 | Jumper | 6.89
0020181200 | Jumper | 6.89
0020181211 | Grille, front | 23.2
0020181213 | Grille, front | 41.25
0020181215 | Fan propeller | 50.48
0020181217 | Fan propeller | 82.78
0020181219 | Motor | 115.35
0020181221 | Motor | 130.27
0020181223 | Motor | 160.13
0020181225 | Evaporator coil | 283.61
0020181227 | Evaporator coil | 297.18
0020181229 | Evaporator coil | 360.96
0020181231 | Evaporator coil | 419.31
0020181233 | Capillary | 31.75
0020181235 | Capillary | 35.42
0020181237 | Capillary | 47.22
0020181239 | Capillary | 55.09
0020181241 | Cover, top | 26.19
0020181243 | Cover, top | 44.24
0020181245 | Cover, top | 55.09
0020181247 | Diverter valve, 4 ways valve | 108.56
0020181249 | Diverter valve, 4 ways valve | 115.35
0020181251 | Diverter valve, 4 ways valve | 160.13
0020181253 | Diverter valve, 4 ways valve | 188.62
0020181255 | Magnetic coil, 4 way valve | 23.2
0020181257 | Magnetic coil, 4 way valve | 44.24
0020181259 | Compressor | 360.96
0020181261 | Compressor | 360.96
0020181263 | Compressor | 360.96
0020181265 | Compressor | 572.65
0020181267 | Casing panel, right side | 23.2
0020181269 | Casing panel, right side | 31.75
0020181271 | Casing panel, right side | 44.24
0020181272 | Valve body, service 1/4 | 23.2
0020181274 | Valve body, liquid service 1/4 | 23.2
0020181298 | Valve body, 3/8 | 26.19
0020181300 | Valve body, gas service 1/2 | 26.19
0020181302 | Valve body, gas service 1/2 | 31.75
0020181304 | Front panel, outdoor | 44.24
0020181306 | Nozzle, fan | 47.22
0020181341 | Flange | 90.92
0020181342 | Anode | 21.44
0020181343 | Anode | 29.04
0020181344 | Anode | 38.54
0020181345 | Anode | 47.22
0020181346 | Anode | 47.22
0020181347 | Gasket, flange | 12.99
0020181348 | Heating element, 1200W | 82.78
0020181349 | Heating element, 2400W | 122.13
0020181350 | Flange | 153.34
0020181351 | Flange | 160.13
0020181352 | Knob | 7.63
0020181353 | Control | 59.44
0020181354 | Indicator light | 7.63
0020181357 | Anode | 55.09
0020181358 | Gasket, flange | 44.24
0020181359 | Flange | 175.05
0020181360 | Heating element, 3x800W | 137.06
0020181361 | Heating element, 3x1066W | 145.2
0020181362 | Control | 202.19
0020181363 | Flange | 108.56
0020181364 | Gasket, heating element | 12.21
0020181367 | Flange | 94.99
0020181368 | Heating element, 1200W | 59.44
0020181369 | Heating element, 2400W | 101.78
0020181370 | Heating element, 2400W | 86.85
0020181371 | Tube, single | 188.62
0020181548 | Nozzle, fan | 77.35
0020181550 | Capacitor, compressor | 41.25
0020181552 | Capacitor, compressor | 41.25
0020181554 | Capacitor, compressor | 50.48
0020181556 | Capacitor, compressor | 35.42
0020181615 | Cover, valve | 18.18
0020181686 | Axile bush+left axile bush+crank | 6.89
0020181688 | Condens.Vent. | 21.44
0020181870 | Fuse 3.15 amperes | 6.89
0020181912 | Printed circuit board, Installer | 175.05
0020181941 | Fan | 188.62
0020181942 | Wiring harness | 19.54
0020181949 | Jumper | 6.89
0020182226 | Siphon | 15.33
0020182227 | Gas pipe | 7.63
0020183129 | Magnetic coil, electronic expansion valv | 64.32
0020183131 | Magnetic coil, electronic expansion valv | 55.09
0020183133 | Magnetic coil, electronic expansion valv | 82.78
0020183135 | Magnetic coil, electronic expansion valv | 82.78
0020183137 | Sensor (Circuit B - White) | 41.25
0020183138 | Damper, tubes | 6.07
0020183139 | Damper, condenser | 3.87
0020183140 | Insulation | 90.92
0020183141 | Damper, tubes | 3.87
0020183142 | Damper, condenser | 3.87
0020183143 | Insulation | 86.85
0020183478 | Motor d.h.w. pump (E1) | 188.62
0020183479 | Connection box, modul dhw pump for VUI | 101.78
0020183483 | Insulation | 2.68
0020183484 | Insulation | 4.58
0020183660 | Conversion kit to P | 4.58
0020183661 | Conversion kit to H | 4.58
0020183710 | Casing panel, front | 59.44
0020183711 | Casing panel, front | 82.78
0020183714 | Display | 64.32
0020183715 | Display | 69.21
0020183717 | Filter, air cleaning | 15.33
0020183718 | Flow restrictor | 4.58
0020183719 | Gas control valve, with venturii | 145.2
0020183720 | Gas control valve, with venturi | 108.56
0020183722 | Casing panels, front (pro) | 137.06
0020183724 | Remote control | 94.99
0020183726 | Chassis | 59.44
0020183728 | Remote control | 94.99
0020183731 | Guide plate, deflector | 26.19
0020183732 | Chassis | 44.24
0020183784 | Guide plate, deflector | 31.75
0020183786 | Evaporator coil | 223.91
0020183787 | Evaporator coil | 297.18
0020183790 | Fins | 15.33
0020183791 | Fins | 15.33
0020183794 | Pcb | 175.05
0020183795 | Pcb | 268.69
0020183797 | Jumper (21) | 7.63
0020183799 | Support, Remote | 15.33
0020183801 | Ionizer | 55.09
0020183804 | Silver filter | 19.54
0020183844 | Grease, copper paste, 2 g, (x10) | 6.89
0020183850 | Sensor, coil | 18.18
0020183851 | Filter, air cleaning | 15.33
0020183852 | Chassis | 59.44
0020183853 | Chassis | 94.99
0020183854 | Guide plate, deflector | 26.19
0020183855 | Guide plate, deflector | 31.75
0020183856 | Evaporator coil | 223.91
0020183857 | Evaporator coil | 297.18
0020183858 | Fins | 6.89
0020183859 | Fins | 8.41
0020183860 | Pcb | 175.05
0020183861 | Pcb | 268.69
0020183862 | Jumper (21) | 7.63
0020183863 | Support, Remote | 6.89
0020183864 | Ionizer | 55.09
0020183865 | Silver filter | 19.54
0020183868 | Casing panel, front | 77.35
0020183869 | Casing panel, front | 86.85
0020183872 | Display | 64.32
0020183873 | Display | 69.21
0020184119 | Siphon/trap | 16.69
0020184123 | Printed circuit board | 202.19
0020184153 | Grille, front | 47.22
0020184155 | Motor | 153.34
0020184157 | Motor | 160.13
0020184159 | Evaporator coil | 360.96
0020184161 | Evaporator coil | 449.17
0020184179 | Evaporator coil | 572.65
0020184180 | Cover, top | 47.22
0020184182 | Diverter valve, 4 ways valve | 77.35
0020184184 | Diverter valve, 4 ways valve | 77.35
0020184186 | Diverter valve, 4 ways valve | 153.34
0020184188 | Valve body, liquid service 1/4 | 41.25
0020184190 | Compressor | 419.31
0020184192 | Pcb | 297.18
0020184194 | Pcb | 325.68
0020184196 | Pcb | 449.17
0020184198 | Expansion valve electronic | 82.78
0020184200 | Magnetic coil, electronic expansion valv | 77.35
0020184332 | Gasket | 13.71
0020184333 | Heat exchanger | 253.76
0020184334 | Heat exchanger | 283.61
0020184335 | Heat exchanger | 325.68
0020184336 | Burner | 64.32
0020184337 | Burner | 77.35
0020184338 | Burner | 86.85
0020184339 | Support, (x2) | 21.44
0020184341 | Fan | 94.99
0020184342 | Fan | 94.99
0020184343 | Fan | 94.99
0020184344 | Burner rail | 44.24
0020184345 | Burner rail | 50.48
0020184346 | Burner rail | 50.48
0020184347 | Pressure safeguard | 41.25
0020184348 | Support | 10.72
0020184349 | Hose | 6.89
0020184350 | Hose | 5.36
0020184351 | Connection, 3/4 | 15.33
0020184352 | Connection, 3/4 | 15.33
0020184353 | Connection, 3/4 | 15.33
0020184354 | Tube | 29.04
0020184355 | Tube | 29.04
0020184356 | Tube | 29.04
0020184357 | Tube | 29.04
0020184358 | Tube | 29.04
0020184359 | Tube | 29.04
0020184360 | Valve | 44.24
0020184361 | Sensor | 16.69
0020184362 | Flexible tube | 16.69
0020184363 | Seal kit | 6.07
0020184364 | Seal kit | 6.89
0020184365 | Electrode (ignition) 28X28mm | 12.99
0020184366 | Seal kit 28X28mm | 9.94
0020184367 | Front panel | 108.56
0020184368 | Front panel | 130.27
0020184369 | Cover plate | 18.18
0020184370 | Connection box | 10.72
0020184371 | Control box | 29.04
0020184373 | Control box | 44.24
0020184375 | Gasket | 6.07
0020184376 | Wiring harness | 41.25
0020184377 | Cable | 14.52
0020184378 | Cable, fuse | 21.44
0020184379 | Cable | 8.41
0020184380 | Cable | 31.75
0020184382 | Support, for electrode, (x2) 29X29mm | 11.47
0020184385 | Connection, 1/2 | 16.69
0020184386 | Connection, 1/2 | 16.69
0020184387 | Connection, 1/2 | 16.69
0020184409 | Grille, front | 44.24
0020184410 | Motor | 153.34
0020184411 | Motor | 160.13
0020184412 | Evaporator coil | 360.96
0020184413 | Evaporator coil | 449.17
0020184414 | Evaporator coil | 572.65
0020184415 | Cover, top | 47.22
0020184416 | Diverter valve, 4 ways valve | 77.35
0020184417 | Diverter valve, 4 ways valve | 77.35
0020184418 | Diverter valve, 4 ways valve | 153.34
0020184420 | Compressor | 419.31
0020184421 | Valve body, liquid service 1/4 | 41.25
0020184422 | Pcb | 297.18
0020184423 | Pcb | 297.18
0020184424 | Pcb | 449.17
0020184425 | Nozzle, fan | 50.48
0020184426 | Nozzle, fan | 50.48
0020184427 | Expansion valve electronic | 82.78
0020184428 | Magnetic coil, electronic expansion valv | 77.35
0020184429 | Nozzle, fan | 50.48
0020184430 | Nozzle, fan | 50.48
0020184559 | Lever, rocker arm bracket | 419.31
0020184593 | Control, VRC 470 | 153.34
0020184626 | Gear | 2279.76
0020184668 | Adapter, drive bolt | 55.09
0020184735 | Fastening kit | 82.78
0020184740 | Wiring harness, 3-way-valve | 15.33
0020184989 | Filter, (x10) | 50.48
0020185051 | Non-return valve | 47.22
0020185052 | Evaporator | 419.31
0020185053 | Filter, filter dryer | 35.42
0020185054 | Sensor lg 460mm | 86.85
0020185055 | Sensor lg 1200mm | 101.78
0020185056 | Sensor, 900 mm | 115.35
0020185057 | Capacitor 2uF | 29.04
0020185058 | Capacitor 4uF | 26.19
0020185059 | Capacitor 15uF | 26.19
0020185060 | Casing parts | 544.16
0020185061 | Foot, (x3) | 50.48
0020185062 | Cover | 360.96
0020185063 | PCB | 480.38
0020185064 | Cover, control box | 47.22
0020185065 | Anode | 175.05
0020185066 | Sensor 80-87C | 77.35
0020185067 | Heating rod 1500W | 188.62
0020185068 | Gasket, backup heater | 9.94
0020185069 | Casing, upper front | 35.42
0020185070 | Display | 419.31
0020185071 | Casing, bottom front | 122.13
0020185072 | Compressor | 1184.66
0020185073 | 4-way valve | 108.56
0020185074 | Fan | 283.61
0020185076 | Cover, with seal | 480.38
0020185077 | Gasket, cover | 55.09
0020185078 | Temperature limiter | 50.48
0020185079 | Tie rod | 8.41
0020185080 | Cable | 47.22
0020185219 | Casing panel, front | 55.09
0020185221 | Chassis | 38.54
0020185223 | Pcb | 153.34
0020185225 | Coil | 283.61
0020185230 | Jumper (19) | 7.63
0020185233 | Casing panel, front | 59.44
0020185235 | Chassis | 38.54
0020185236 | Coil | 283.61
0020185237 | Pcb | 153.34
0020185238 | Jumper (19) | 9.16
0020185251 | Screw, 4,8 x 38 mm, (x2) | 2.31
0020185487 | Tube | 12.21
0020185521 | Cap,drain point | 2.31
0020185522 | Casing panels, cover | 18.18
0020185523 | Insulation, anode | 2.31
0020185524 | Cap, anode | 3.87
0020185525 | Tube | 6.89
0020185526 | Tube | 6.89
0020185527 | Tube | 7.63
0020185530 | Insulation, flange | 23.2
0020185531 | Cable, anode | 16.69
0020185532 | Housing, assy anode tester | 64.32
0020185533 | Impressed current anode | 90.92
0020185534 | Cap,drain point | 2.31
0020185535 | Casing panels, cover | 26.19
0020185536 | Insulation, anode | 3.05
0020185537 | Cap, anode | 3.87
0020185538 | Tube | 8.41
0020185539 | Tube | 8.41
0020185540 | Tube | 9.16
0020185541 | Tube | 6.07
0020185542 | Wall seal, (red) | 1.9
0020185543 | Wall seal, (blue) | 1.9
0020185545 | Non-return valve | 18.18
0020185546 | Cable, anode | 21.44
0020185547 | Plug, anode | 175.05
0020185552 | Filter, electromagnetic | 160.13
0020185553 | Filter, electromagnetic | 160.13
0020185555 | Pressure cut-out | 12.21
0020185556 | Pressure cut-out | 12.21
0020185558 | Sensor (Circuit B - Black) | 47.22
0020185559 | Sensor (Circuit B - Black) | 47.22
0020185561 | Sensor (Circuit C- Red) | 44.24
0020185562 | Sensor (Circuit B - Red) | 44.24
0020185564 | Sensor (Circuit D Yellow) | 50.48
0020185565 | Sensor (Circuit B - Yellow) | 50.48
0020185567 | Magnetic coil, electronic expansion valv | 59.44
0020185568 | Sensor (Circuit B - White) | 41.25
0020185569 | Magnetic coil, electronic expansion valv | 55.09
0020185570 | Magnetic coil, electronic expansion valv | 82.78
0020185572 | Magnetic coil, electronic expansion valv | 82.78
0020185594 | Inductor | 69.21
0020185595 | Inductor | 69.21
0020185665 | Expansion valve, electronic | 86.85
0020185666 | Expansion valve, electronic | 86.85
0020185668 | Expansion valve, electronic | 175.05
0020185669 | Expansion valve, electronic | 175.05
0020185721 | Dipstick (oil), exchange engine Daedong | 41.25
0020185722 | Catch, Dipstick (oil) | 10.72
0020185723 | O-ring, oil channel, (x10) | 11.47
0020185724 | Gasket, timing case | 21.44
0020185726 | Power supply unit, SITOP PSU 300S 24V | 724.64
0020185727 | Fuse, 5x20 10A T, (x10) | 18.18
0020185728 | Fuse, 5x20 4A, F4-F7, (x10) | 8.41
0020185735 | Relay, 24V= 2W-230V/4A | 29.04
0020185737 | Cover, valves | 160.13
0020185738 | Gasket, gas mixer | 19.54
0020185739 | Gasket, gas governor | 16.69
0020185740 | Filter, filter pad Rittal | 11.47
0020185741 | Connection kit, 24V DC | 223.91
0020185742 | Communication unit, VPN IGW 20.0 | 2884.98
0020185745 | Screw, cylinder head, 4A220LWS | 9.94
0020185748 | Gasket, water pump housing | 8.41
0020185749 | Spacer, distance screw for valve cover | 8.41
0020185750 | Ring, crankshaft | 26.19
0020185751 | Maintenance kit, 2000+6000+10000h | 607.94
0020185752 | Maintenance kit, 4000+8000h | 1031.32
0020185753 | Maintenance kit, 12000+24000h | 3055.96
0020185754 | Gasket, shaft seal, crankshaft | 50.48
0020185787 | Damper, spring isolator | 122.13
0020185791 | Washer, CU 17/21x1,5, (x10) | 6.07
0020185799 | Bush, inlet valve stem guid | 6.07
0020185800 | Bush, outlet valve stem guide | 6.89
0020185805 | Flywheel, for generator start | 4613.8
0020185810 | Flame arrestor | 325.68
0020186152 | Heat exchanger, 12 plates | 69.21
0020186153 | Heat exchanger, 14 plates | 77.35
0020186154 | Heat exchanger DHW, 18 plates | 82.78
0020186155 | Heat exchanger, 16 plates | 77.35
0020186157 | Heat exchanger, 20 plates | 86.85
0020186158 | Pump motor | 392.17
0020186159 | Pump motor | 360.96
0020186160 | Pump motor | 360.96
0020186161 | Pump motor | 202.19
0020186162 | Pump motor | 223.91
0020186163 | Hydroblock | 41.25
0020186165 | Hydroblock | 41.25
0020186166 | Tube, system | 11.47
0020186167 | Tube, pump-SHE | 7.63
0020186168 | Tube, by-pass | 9.16
0020186169 | Tube, system outlet | 26.19
0020186171 | Nipple, G3/4, DW | 6.07
0020186172 | Nipple, G3/4 brass, HW | 6.07
0020186174 | Plug | 16.69
0020186175 | Bracket, fixation | 3.05
0020186176 | Harness, combi | 19.54
0020186177 | Harness, system UK | 12.21
0020186178 | Harness, system | 16.69
0020186183 | Control box, Ass GMC 4-6-8-12-15kW | 1110.03
0020186184 | Control box, Ass GMC 4-6-8-12-15kW | 1145.31
0020186354 | Connection kit | 64.32
0020186355 | Connection kit | 59.44
0020186357 | Pump, 25/6 RKA 180-6 | 419.31
0020186359 | Cable | 137.06
0020186384 | Handle | 5.36
0020186385 | Handle | 4.58
0020186386 | Handle | 8.41
0020186387 | Handle | 5.36
0020186388 | Pump | 268.69
0020186389 | Elbow, 3/4 | 16.69
0020186390 | Elbow, 1/2 | 12.99
0020186391 | Support | 16.69
0020186392 | Hexagon nut, (x5) | 4.58
0020186393 | Handle, gas cock | 4.58
0020186723 | Cable, power supply | 9.94
0020186726 | Siphon/trap | 44.24
0020186728 | Display | 55.09
0020186730 | Fastening kit, flange | 9.94
0020186783 | Cable | 6.89
0020186784 | Silencer | 16.69
0020186786 | Support, heat exchanger, (x2) | 8.41
0020186787 | Clamp | 4.58
0020186788 | Gasket | 9.16
0020186790 | Venturi | 145.2
0020186791 | Gas pipe | 41.25
0020186792 | Silencer | 16.69
0020186793 | Cable | 6.07
0020186794 | Support, heat exchanger, (x2) | 14.52
0020186796 | Cable | 8.41
0020186797 | Support, heat exchanger, (x2) | 13.71
0020186798 | Insulation | 16.69
0020186801 | Gas pipe | 35.42
0020186802 | Sensor,DN10 | 69.21
0020186803 | Clip | 15.33
0020186804 | Cable | 21.44
0020186805 | Gasket | 7.63
0020186806 | Gasket | 5.36
0020186809 | Tube, heating departure | 31.75
0020186810 | Tube, heating return | 29.04
0020186811 | Tube | 38.54
0020186812 | Tube | 9.16
0020186814 | Gas pipe | 35.42
0020186815 | Tube | 12.99
0020186816 | Tube | 15.33
0020186817 | Tube | 12.99
0020186818 | Tube | 8.41
0020186820 | Tube | 29.04
0020186821 | Tube | 31.75
0020186823 | Hose | 21.44
0020186824 | Expansion vessel | 153.34
0020186826 | Tube | 55.09
0020186827 | Tube | 59.44
0020186828 | Cap | 3.87
0020186829 | Wiring harness (Heat engine) | 35.42
0020186830 | Gas pipe | 29.04
0020186831 | Cable | 18.18
0020186833 | Gasket | 6.07
0020186834 | Gasket | 3.05
0020186835 | Tube | 26.19
0020186836 | Tube | 26.19
0020186837 | Tube | 23.2
0020186838 | Tube | 23.2
0020186839 | Clip, (x10) | 10.72
0020186840 | Tube | 29.04
0020186841 | Drain point | 7.63
0020186842 | Tube | 9.94
0020186844 | Gas pipe | 31.75
0020186845 | Tube | 11.47
0020186846 | Tube | 14.52
0020186847 | Tube | 11.47
0020186852 | Tube | 29.04
0020186853 | Tube | 21.44
0020186854 | Tube | 23.2
0020186855 | Sealing ring, (x10) | 1.9
0020186856 | Hose | 38.54
0020186857 | Expansion vessel | 175.05
0020186858 | Nut | 1.9
0020186861 | Plug | 3.87
0020186863 | Wiring harness, hydraulic | 35.42
0020186864 | Non-return valve | 4.58
0020186865 | Screw, (x10) | 3.87
0020186866 | Expansion vessel, 4 L | 160.13
0020186867 | Connection, composite | 29.04
0020186875 | Pump | 325.68
0020186877 | Sensor, temperature, 200 L | 12.21
0020186878 | Wiring harness, hydraulic | 26.19
0020186879 | Pump | 268.69
0020186882 | Motor | 44.24
0020186885 | Insulation | 3.05
0020186886 | Siphon | 137.06
0020186887 | Tube | 6.89
0020186889 | PCB | 238.83
0020186893 | Expansion vessel | 122.13
0020186894 | Tube | 11.47
0020186898 | Tube | 5.36
0020186899 | Cap | 1.9
0020186901 | Wiring harness | 26.19
0020186910 | Connection (Venturi) | 9.94
0020187026 | Service valve | 11.47
0020187037 | Service valve | 10.72
0020187169 | Cable, pump | 130.27
0020187339 | Label EKVITERM III | 9.94
0020187357 | VENTURI PLATE FAN | 7.63
0020187358 | Sensor (Temperature 145L) | 18.18
0020187359 | Sensor (Temperature 145L COIL) | 18.18
0020187360 | Sensor (Temperature 200L Solar) | 12.99
0020187361 | Sensor (Temperature 145L Solar) | 12.99
0020187688 | Display, AI | 55.09
0020187695 | Insulation | 15.33
0020187696 | Tube | 5.36
0020187801 | Cable | 19.54
0020187802 | Cable | 29.04
0020187803 | Sensor, VR 10 storage temperature | 11.47
0020187812 | Grille, front | 59.44
0020187814 | Grille, front | 69.21
0020187816 | Fan propeller | 94.99
0020187818 | Fan propeller | 108.56
0020187820 | heat exchanger, coil | 572.65
0020187822 | Heat exchanger, coil | 877.98
0020187824 | Heat exchanger, coil | 956.69
0020187826 | Heat exchanger, coil | 1298.65
0020187828 | Heat exchanger, coil | 1450.63
0020187830 | Heat exchanger, coil | 1450.63
0020187832 | Cover, top | 50.48
0020187834 | Cover, top | 64.32
0020187836 | Cover, top | 77.35
0020187838 | Vanne, 4-way | 69.21
0020187840 | Valve, 4-way | 64.32
0020187842 | Valve, 4-way | 175.05
0020187844 | Valve, 4-way | 130.27
0020187846 | Compressor | 956.69
0020187848 | Compressor | 956.69
0020187850 | Compressor | 1450.63
0020187852 | Compressor | 1450.63
0020187854 | Side panel, right | 50.48
0020187856 | Side panel, right | 64.32
0020187860 | Side panel, right | 86.85
0020187862 | Valve cover | 64.32
0020187864 | Inductor | 82.78
0020187866 | Inductor | 82.78
0020187868 | Inductor | 160.13
0020187870 | Inductor | 59.44
0020187872 | Control | 94.99
0020187874 | PCB, inverter module | 392.17
0020187876 | PCB, inverter module | 480.38
0020187878 | PCB, inverter module | 572.65
0020187880 | PCB, inverter module | 803.34
0020187882 | PCB, inverter module | 993.32
0020187884 | PCB | 419.31
0020187886 | PCB | 419.31
0020187888 | PCB | 480.38
0020187890 | PCB | 514.3
0020187892 | PCB | 572.65
0020187894 | PCB | 223.91
0020187896 | EMC filter, board | 360.96
0020187898 | EMC filter, board | 572.65
0020187900 | EMC filter, board | 238.83
0020187902 | Refrigerant collector, liquid separator | 153.34
0020187904 | Refrigerant collector, liquid separator | 160.13
0020187906 | Pressure safeguard, high | 47.22
0020187908 | Pressure safeguard, fan | 35.42
0020187910 | Pressure safeguard, low | 47.22
0020187912 | Waste pipe | 35.42
0020187914 | Waste pipe | 23.2
0020187916 | Side panel, fan front | 94.99
0020187920 | Side panel, fan front | 202.19
0020187922 | Side panel, left | 64.32
0020187924 | Side panel, left | 77.35
0020187926 | Sensors | 38.54
0020187928 | Sensors | 55.09
0020187930 | Sensors | 69.21
0020187932 | Side panel, front | 64.32
0020187935 | Resistance, compressor | 55.09
0020187937 | Resistance, compressor | 59.44
0020187939 | Resistance, compressor | 69.21
0020187940 | Expansion valve, electronic | 69.21
0020187942 | Expansion valve, electronic | 69.21
0020187944 | Side panel, front | 77.35
0020187946 | Expansion valve, electronic | 115.35
0020187948 | Expansion valve, electronic | 108.56
0020187950 | Coil, electronic expansion valve | 50.48
0020187952 | Coil, electronic expansion valve | 59.44
0020187954 | Coil, electronic expansion valve | 55.09
0020187956 | Coil, electronic expansion valve | 69.21
0020187958 | Sensor, room | 3.87
0020187960 | Pad | 101.78
0020187962 | Sensor, room | 21.44
0020187964 | Sensor, coil | 6.07
0020187966 | Sensor, coil | 5.36
0020187968 | Sensor, coil | 6.89
0020187970 | Float | 26.19
0020187972 | Drain pump + float | 175.05
0020187974 | Fan casing (upper) | 9.94
0020187976 | Fan casing (lower) | 10.72
0020187978 | Motor, fan | 223.91
0020187980 | Motor, fan | 238.83
0020187982 | Motor, fan | 325.68
0020187984 | Motor, fan | 419.31
0020187986 | Fan | 23.2
0020187988 | Fan casing (upper) | 11.47
0020187990 | Fan casing (lower) | 11.47
0020187992 | Fan | 23.2
0020187994 | Evaporator, coil | 325.68
0020187996 | Evaporator, coil | 449.17
0020187998 | Evaporator, coil | 607.94
0020188000 | Evaporator, coil | 650
0020188002 | Fan fixer | 3.87
0020188004 | Filter, air | 23.2
0020188006 | Filter, air | 29.04
0020188008 | Filter, air | 29.04
0020188010 | Filter, air | 19.54
0020188012 | Side panel, 90 L | 122.13
0020188013 | Side panel, 150 L | 145.2
0020188014 | Side panel, 200 L | 153.34
0020188015 | Side panel, top | 137.06
0020188016 | Front panel | 360.96
0020188017 | Front panel | 253.76
0020188018 | Front panel | 392.17
0020188019 | Flap, Control box | 115.35
0020188020 | Handle, filter | 16.69
0020188021 | Handle | 15.33
0020188022 | Sensor, humidity | 108.56
0020188023 | Motor, bypass | 115.35
0020188024 | Bypass, flap | 77.35
0020188025 | Cover, bypass | 15.33
0020188026 | Front panel, top | 82.78
0020188027 | Front panel | 122.13
0020188028 | Cover, heat exchanger | 115.35
0020188029 | Fastening kit, cover | 31.75
0020188030 | Cover (EPP) | 18.18
0020188031 | Heat exchanger, 260/360 | 419.31
0020188032 | Heat exchanger, 260/360 E | 1222.66
0020188033 | Gasket, (x2) | 23.2
0020188034 | Fan, 260 | 544.16
0020188035 | Fan, 360 | 607.94
0020188036 | Support, fan (EPP) | 21.44
0020188037 | Hose, (x3) | 15.33
0020188038 | Hose, (x2) | 14.52
0020188039 | Electronics, 230 V | 50.48
0020188040 | Housing, control box | 31.75
0020188041 | PCB | 223.91
0020188042 | Wiring harness, 260/360 | 160.13
0020188043 | Cover plate, control panel | 47.22
0020188044 | Fastening kit, control panel | 9.94
0020188045 | Housing, control | 50.48
0020188046 | Display | 59.44
0020188047 | Plug (EPP) | 10.72
0020188048 | Clip, (x10) | 14.52
0020188049 | Power supply cable | 38.54
0020188050 | Grommet, (x10) | 47.22
0020188051 | Cable, E-Box 230V | 35.42
0020188052 | Cable, AI | 16.69
0020188053 | Quick release coupling, bypass | 7.63
0020188054 | Connection, siphon | 21.44
0020188055 | Gasket | 9.16
0020188056 | Handle, filter | 11.47
0020188057 | Heat exchanger, 150 | 392.17
0020188058 | Gasket, (x4) | 35.42
0020188059 | Cover, heat exchanger R | 101.78
0020188060 | Cover, heat exchanger L | 101.78
0020188061 | Cover, bypass R | 12.99
0020188062 | Cover, bypass L | 12.99
0020188063 | Bypass, flap R | 77.35
0020188065 | Support, fan-housing | 64.32
0020188066 | Fan, with housing R | 877.98
0020188067 | Fan, with housing L | 877.98
0020188068 | Support, control (EPP) | 13.71
0020188069 | Wiring harness, 150 | 130.27
0020188099 | Burner | 137.06
0020188103 | Washer, (x10) | 3.87
0020188104 | Washer, (x10) | 3.87
0020188156 | PCB | 223.91
0020188158 | PCB | 160.13
0020188160 | PCB, fan indoor motor | 419.31
0020188162 | Fan casing (upper) | 16.69
0020188164 | Fan casing (lower) | 14.52
0020188168 | Fan | 14.52
0020188170 | Fan casing + impeller (left) | 38.54
0020188172 | Cap | 3.05
0020188174 | Cap | 2.68
0020188196 | Fan casing + impeller (right) | 38.54
0020188198 | Control, VRT 15 | 35.42
0020188199 | Control, VRT 250 | 108.56
0020188200 | Control, VRT 250f | 253.76
0020188206 | PCB | 202.19
0020188208 | Condensate drain, pan | 101.78
0020188210 | Drain pan | 77.35
0020188212 | Drain pan | 115.35
0020188214 | Fan, centrifugal | 86.85
0020188216 | Fan, centrifugal | 94.99
0020188218 | Fan, centrifugal | 94.99
0020188220 | Fan, centrifugal | 101.78
0020188222 | Evaporator, coil | 297.18
0020188224 | Evaporator, coil | 392.17
0020188226 | Evaporator, coil | 480.38
0020188228 | Evaporator, coil | 544.16
0020188230 | Pump, drenage | 108.56
0020188232 | Pump, drenage | 108.56
0020188234 | Pump, drenage | 130.27
0020188236 | Float | 38.54
0020188238 | Float | 31.75
0020188240 | Motor, fan | 175.05
0020188242 | Motor, fan | 188.62
0020188244 | Motor, fan | 223.91
0020188250 | Transformator | 55.09
0020188252 | Sensor, room | 4.58
0020188366 | Drain pan | 202.19
0020188372 | Fan | 175.05
0020188374 | Electric motor, fan | 223.91
0020188376 | Electric motor, fan | 283.61
0020188378 | Fan clip | 59.44
0020188380 | Float | 41.25
0020188382 | Expansion valve, electronic | 145.2
0020188384 | Pcb | 480.38
0020188482 | Tank, 90l | 1338
0020188483 | Tank, 150l | 1450.63
0020188484 | Tank,200l | 1492.7
0020188485 | Tank, 150l coil | 1819.74
0020188486 | Tank,150l solar | 1863.16
0020188487 | Tank, 200 L solar | 1998.86
0020188634 | Bypass, flap L | 69.21
0020188635 | Wiring harness (Heat engine) | 35.42
0020188636 | Wiring harness (Heat engine) | 35.42
0020188637 | Wiring harness (Heat engine) | 35.42
0020188638 | Cover, combustion chamber | 64.32
0020188639 | Cover, combustion chamber | 64.32
0020188640 | Tube | 59.44
0020188686 | Valve body, service 1/4 | 35.42
0020188688 | Valve body, service 1/4 | 35.42
0020188690 | Valve body, service 1/4 | 55.09
0020188692 | Valve body, service 1/2 | 38.54
0020188694 | Valve body, service 5/8 | 55.09
0020188724 | Fan | 223.91
0020188725 | Side panel,90l | 69.21
0020188726 | Side panel,150l | 77.35
0020188728 | Side panel | 101.78
0020188729 | Front panel,150l | 223.91
0020188730 | Front panel,200l | 283.61
0020188731 | Front panel,90l | 188.62
0020188732 | Coil, 4-way valve | 69.21
0020188754 | Motor, fan | 297.18
0020188756 | Motor, fan | 297.18
0020188758 | Motor, fan | 392.17
0020188760 | Motor, fan | 360.96
0020188762 | Motor, fan (no. 2) | 360.96
0020188764 | Sensor, room | 3.05
0020188782 | Seal kit, desert seal | 19.54
0020188783 | Seal kit, desert seal | 18.18
0020188796 | GAS CONVERSION G20->G31 MICRA 3 24 | 360.96
0020188797 | Conversion kit G20 --> G31 EURA 3 | 360.96
0020188806 | Fuse | 2.68
0020188930 | Gasket (Combustion chamber cover) | 64.32
0020188931 | Gasket (Combustion chamber cover) | 59.44
0020188932 | Gasket (Combustion chamber cover) | 64.32
0020188933 | Gasket (Combustion chamber cover) | 94.99
0020189185 | Front panel | 101.78
0020189186 | Heat exchanger | 803.34
0020189187 | air vent | 6.89
0020189188 | Slide valve | 153.34
0020189189 | Tube | 41.25
0020189190 | Tube | 41.25
0020189191 | Tube | 41.25
0020189192 | Pump | 283.61
0020189193 | Tube | 14.52
0020189194 | Tube | 14.52
0020189195 | Tube | 26.19
0020189198 | Inductor | 69.21
0020189204 | EMC filter, board | 86.85
0020189206 | Drain pump + float | 108.56
0020189208 | Drain pump + float | 115.35
0020189210 | Drain pump + float | 137.06
0020189370 | Heatsink | 50.48
0020189372 | Heatsink | 64.32
0020189374 | Heatsink | 130.27
0020189376 | Heatsink | 130.27
0020189572 | Heatsink | 175.05
0020189598 | Electric motor, stepping motor | 11.47
0020189600 | Display | 35.42
0020189602 | Guide plate, deflector | 55.09
0020189604 | Guide plate, deflector | 12.99
0020189606 | Guide plate, deflector | 13.71
0020189608 | Filter, air | 15.33
0020189610 | Filter, air | 12.21
0020189612 | Filter, air | 35.42
0020189614 | Grille | 69.21
0020189616 | Grille | 94.99
0020189618 | Grille | 101.78
0020189620 | Front panel | 41.25
0020189622 | Front panel | 82.78
0020189624 | Front panel | 94.99
0020189626 | Bush axile bush + left axile + crank | 16.69
0020189634 | Evaporator coil | 607.94
0020189636 | Sensor, room temperature | 47.22
0020189638 | Sensor, coil | 47.22
0020189640 | Evaporator coil | 841.34
0020189985 | Lever, rocker arm | 55.09
0020190059 | Evaporator, 5kW | 1810.24
0020190060 | Evaporator, 5kW | 1810.24
0020190061 | Evaporator, 15kW | 3138.74
0020190062 | Evaporator, 15kW | 3138.74
0020191787 | Display | 69.21
0020191941 | Fascia panel | 18.18
0020191942 | Insulation | 35.42
0020191943 | Connector (hydraulic) | 12.99
0020191944 | Tube | 238.83
0020191945 | Pressure gauge | 29.04
0020191946 | Pressure relief valve | 16.69
0020191947 | Valves (hydraulic) | 514.3
0020191948 | Fascia panel | 31.75
0020191949 | Adapter, G1 x G3/4 | 11.47
0020191950 | Cable, accessory bag | 23.2
0020191951 | Cable, accessory bag | 23.2
0020191952 | Fascia panel | 16.69
0020191953 | Insulation | 41.25
0020191954 | Connector (hydraulic) | 14.52
0020191955 | Tube | 325.68
0020191956 | Purging screw | 3.87
0020192046 | Cable, external relay module | 29.04
0020192141 | Electronic control cpl, 11k 3P | 3392.5
0020192142 | Wiring harness, supply inverter 3P | 69.21
0020192143 | Capacitor | 253.76
0020192144 | Electronic, ECM 11k3P | 325.68
0020192145 | Transformer, 11k 3P | 223.91
0020192146 | Printed circuit board, Installer | 175.05
0020192147 | Wiring harness, reset | 12.21
0020192210 | Air inlet pipe | 29.04
0020192211 | Fan | 223.91
0020192212 | Gas control valve, with venturi | 130.27
0020192303 | Tube | 29.04
0020192304 | Gas pipe | 11.47
0020192305 | Flue gas cap, 30kW | 419.31
0020192306 | Flue gas cap, 24kW | 297.18
0020192307 | Tube, pump HE 30SE | 21.44
0020192308 | Tube, pump HE 24SE | 19.54
0020192309 | Gas pipe | 12.21
0020192310 | Tube, pump HE 24SE | 44.24
0020192311 | Tube, HE/3WV 24SE | 29.04
0020192312 | Gas pipe | 12.99
0020192313 | Tube, pump HE 30SE | 23.2
0020192314 | Tube HE/3WV 30SE | 29.04
0020192315 | Tube, pump HE | 19.54
0020192316 | Tube, HE diverter valve | 31.75
0020192317 | Tube | 18.18
0020192318 | Tube, HE diverter valve | 26.19
0020192319 | Flue gas cap, 30kW | 86.85
0020192320 | Tube | 15.33
0020192321 | Tube | 12.99
0020192322 | Tube | 16.69
0020192323 | Tube | 14.52
0020192324 | Tube | 19.54
0020192325 | Tube, inlet tank | 26.19
0020192326 | Tube, outlet tank | 26.19
0020192327 | Tube | 16.69
0020192328 | Tube | 9.94
0020192329 | Hose, EV | 13.71
0020192330 | Heating element | 77.35
0020192331 | Tube | 18.18
0020192332 | Wiring harness | 47.22
0020192333 | Wiring harness, gas valve | 55.09
0020192334 | Wiring harness, gas valve | 13.71
0020192335 | Wiring harness, pressure safeguard | 16.69
0020192336 | Wiring harness, ntc | 3.87
0020192337 | Wiring harness, remote control | 90.92
0020192338 | Wiring harness, 230V | 9.94
0020192339 | Wiring harness | 175.05
0020192340 | Wiring harness, pump diverter valve | 15.33
0020192341 | Wiring harness | 26.19
0020192342 | Wiring harness, heat engine | 55.09
0020192343 | Wiring harness, pump | 12.99
0020192344 | Wiring harness, gasvalve | 55.09
0020192345 | Wiring harness, fan | 19.54
0020192346 | Wiring harness, sensor | 16.69
0020192347 | Wiring harness, pump | 26.19
0020192348 | Wiring harness, spark generator | 6.89
0020192349 | Wiring harness, filling device | 18.18
0020192350 | Wiring harness, gasvalve | 12.99
0020192351 | Expansion vessel 25+10L | 480.38
0020192352 | Stepper motor G20 | 94.99
0020192481 | Tube | 9.16
0020192482 | Tube | 16.69
0020192483 | Tube | 12.99
0020192484 | Expansion vessel | 130.27
0020192485 | Expansion vessel, 5 L | 153.34
0020192486 | Front panel | 223.91
0020192487 | Front panel | 223.91
0020192513 | Expansion vessel, 8L | 122.13
0020192514 | Expansion vessel, 8L | 122.13
0020192515 | Gas pipe | 41.25
0020192516 | Tube | 26.19
0020192517 | Tube | 23.2
0020192518 | Tube | 31.75
0020192519 | Tube | 38.54
0020192520 | Tube | 50.48
0020192521 | Tube | 38.54
0020192522 | Tube | 29.04
0020192523 | Tube | 41.25
0020192524 | Tube | 35.42
0020192525 | Tube | 19.54
0020192526 | Tube | 38.54
0020192527 | Tube | 31.75
0020192528 | Tube | 26.19
0020192529 | Tube | 21.44
0020192530 | Tube | 19.54
0020192531 | Tube | 21.44
0020192532 | Tube | 21.44
0020192533 | Tube | 18.18
0020192534 | Tube | 18.18
0020192535 | Tube | 29.04
0020192536 | Tube | 21.44
0020192537 | Tube | 23.2
0020192538 | Tube | 21.44
0020192539 | Tube | 15.33
0020192540 | Tube | 15.33
0020192541 | Tube | 26.19
0020192542 | Tube | 86.85
0020192543 | Tube | 82.78
0020192544 | Tube | 18.18
0020192545 | Tube | 12.21
0020192546 | Tube | 15.33
0020192547 | Tube | 47.22
0020192548 | Tube | 59.44
0020192549 | Tube | 19.54
0020192550 | Tube | 18.18
0020192551 | Tube | 59.44
0020192552 | Tube | 47.22
0020192553 | Tube | 15.33
0020192554 | Tube | 47.22
0020192555 | Tube | 8.41
0020192556 | Tube | 47.22
0020192557 | Tube | 47.22
0020192558 | Tube | 29.04
0020192559 | Tube | 29.04
0020192560 | Insulation, D18 | 38.54
0020192561 | Insulation, D22 | 44.24
0020192563 | Tube | 44.24
0020192564 | Tube | 35.42
0020192565 | Tube | 12.99
0020192566 | Tube | 19.54
0020192567 | Tube | 90.92
0020192575 | Tube | 31.75
0020192576 | Tube | 38.54
0020192577 | Connection | 11.47
0020192578 | Thermometer | 15.33
0020192579 | Wiring harness | 188.62
0020192580 | Tube | 9.16
0020192581 | Tube | 10.72
0020192582 | Tube | 175.05
0020192583 | Tube | 41.25
0020192584 | Control box | 449.17
0020192743 | Back panel | 283.61
0020192744 | Grille | 268.69
0020192745 | Side panel, left | 253.76
0020192746 | Grille | 514.3
0020192747 | Side panel | 175.05
0020192748 | Side panel, right | 268.69
0020192749 | Side panel | 238.83
0020192750 | Cover plate | 514.3
0020192751 | Back panel | 360.96
0020192752 | Grille | 392.17
0020192753 | Side panel, left | 268.69
0020192754 | Casing, bottom | 253.76
0020192755 | Casing, top | 268.69
0020192756 | Side panel | 175.05
0020192757 | Side panel, right | 360.96
0020192758 | Grille | 763.99
0020192759 | Grille, and nozzle air | 360.96
0020192760 | Resistor | 94.99
0020192762 | Electronic control, 15k 1P | 3617.76
0020192763 | Electronic control, 15k 3P | 3324.65
0020192764 | Electronic, EMC filter 15k 3P | 268.69
0020192765 | Transformer, 5kW 1P | 202.19
0020192766 | Transformer, 15kW 3P | 137.06
0020192767 | Electronics, EMC filter 15kW1p | 253.76
0020192768 | Wiring harness, Supply inverter | 69.21
0020192769 | Wiring harness, modbus Inverter | 44.24
0020192770 | Wiring harness, 230V | 38.54
0020192771 | Wiring harness, 24V | 130.27
0020192772 | Wiring harness, reset | 6.89
0020192773 | Wiring harness, compressor | 82.78
0020192774 | Wiring harness, 230V | 41.25
0020192775 | Wiring harness, 24V | 137.06
0020192776 | Wiring harness, reset 15k1P | 8.41
0020192777 | Wiring harness, reset 15k3P | 8.57
0020192778 | Compressor, 5k | 689.36
0020192779 | Compressor, 15k 1P | 1376
0020192780 | Compressor, 15k 3P | 1376
0020192781 | Refrigerant buffer, 5k | 160.13
0020192782 | Condenser, 5k | 544.16
0020192783 | Condenser, 15k | 877.98
0020192784 | Insulation, front | 12.21
0020192785 | Insulation, back | 21.44
0020192786 | Insulation, back | 23.2
0020192787 | Wiring harness, input choke | 29.04
0020192789 | Expansion valve, 5k | 69.21
0020192790 | Insulation, compressor 5k | 35.42
0020192791 | Insulation, compressor 15k | 41.25
0020192792 | Damper, tube | 6.89
0020192793 | Tube, pump | 59.44
0020192794 | Tube, heating inlet | 115.35
0020192795 | Tube, Heating outlet | 101.78
0020192796 | Tube, pump | 82.78
0020192797 | Tube, Heating inlet | 175.05
0020192798 | Tube, Heating outlet | 145.2
0020192799 | Pump | 480.38
0020192800 | Wiring harness, pump | 35.42
0020192801 | Wiring harness, Supply inverter | 59.44
0020192802 | Wiring harness, ECM filter choke | 31.75
0020192803 | Wiring harness, 230V Ebox | 26.19
0020192804 | Wiring harness, 230V Ebox | 38.54
0020192805 | Wiring harness, 24V Ebox | 26.19
0020192806 | Plug | 6.89
0020192807 | Wiring harness, supply inverter 15k3P | 69.21
0020192808 | Wiring harness, compressor | 122.13
0020192809 | Wiring harness, 24V Ebox | 130.27
0020192810 | Back panel | 297.18
0020192811 | Grille | 283.61
0020192812 | Side panel, left | 268.69
0020192813 | Front panel | 325.68
0020192814 | Side panel, right | 283.61
0020192815 | Side panel | 253.76
0020192816 | Cover plate | 223.91
0020192817 | Back panel | 392.17
0020192818 | Grille | 449.17
0020192819 | Side panel, left | 297.18
0020192820 | Front panel | 392.17
0020192821 | Side panel, right | 360.96
0020192822 | Casing, bottom | 268.69
0020192823 | Casing, top | 283.61
0020192824 | Name badge, AWB | 8.41
0020192825 | Grille, and nozzle air | 607.94
0020192826 | Resistor | 90.92
0020192828 | Electronic control, 15k 1P | 3608.26
0020192829 | Transformer | 202.19
0020192830 | Electronics, ECM filter 15kW1p | 268.69
0020192831 | Wiring harness, Supply inverter | 69.21
0020192832 | Wiring harness, modbus Inverter | 47.22
0020192833 | Wiring harness, 230V | 38.54
0020192834 | Wiring harness, 24V | 130.27
0020192835 | Wiring harness, reset | 8.41
0020192836 | Wiring harness, compressor 15kW-1P | 82.78
0020192837 | Wiring harness, 230V | 41.25
0020192838 | Wiring harness, reset 15k1P | 6.89
0020192839 | Compressor, 5k | 650
0020192840 | Compressor, 15k 1P | 1298.65
0020192841 | Collector, 5k | 160.13
0020192842 | Condenser, 5k | 544.16
0020192843 | Condensor, 15k | 841.34
0020192844 | Insulation, front | 10.72
0020192845 | Insulation, back | 29.04
0020192846 | Insulation, back | 31.75
0020192847 | Electronic control, 15kW 3P | 3316.51
0020192849 | Expansion valve, 5k | 69.21
0020192850 | Insulation, compressor 5k | 35.42
0020192852 | Insulation, compressor 15k | 38.54
0020192853 | Damper, tube | 4.58
0020192854 | Tube, pump | 55.09
0020192855 | Tube, Heating inlet | 115.35
0020192856 | Tube, Heating outlet | 101.78
0020192857 | Flexible hose | 26.19
0020192858 | Tube, pump | 82.78
0020192859 | Tube, Heating inlet | 160.13
0020192860 | Tube, Heating outlet | 145.2
0020192861 | Pump | 480.38
0020192862 | Wiring harness, pump | 35.42
0020192863 | Wiring harness, Supply inverter | 59.44
0020192864 | Wiring harness, ECM filter choke | 31.75
0020192865 | Wiring harness, 230V Ebox | 29.04
0020192866 | Wiring harness, 230V Ebox | 38.54
0020192867 | Wiring harness, 24V Ebox | 26.19
0020192868 | Tube, EV | 12.21
0020192869 | Electronic, EMC filter 15k 3P | 268.69
0020192870 | Transformer | 130.27
0020192871 | Wiring harness, input choke | 29.04
0020192872 | Wiring harness, 24V | 137.06
0020192935 | Connection kit | 50.48
0020192964 | Combustion engine, NG SIII | 12321.56
0020192966 | Cylinder head, natural gas (SIII) | 1822.45
0020192967 | Cylinder head, LPG (SIII) | 1822.45
0020193043 | Spacer, (x10) | 6.07
0020193367 | Pressure reducer | 223.91
0020193369 | Capacitor | 31.75
0020193370 | Button | 11.47
0020193373 | Fan | 392.17
0020193374 | Heating rod 1200W | 175.05
0020193375 | Gasket | 160.13
0020193376 | Anode, 530mm | 160.13
0020193383 | Gasket | 90.92
0020193391 | Screw, (x6) | 86.85
0020193392 | Gasket | 9.94
0020193430 | Anode, 32x250 | 59.44
0020193431 | Anode, 32x345 | 69.21
0020193432 | Gasket, flange | 8.41
0020193433 | Cover, flange | 29.04
0020193434 | Thermostat | 50.48
0020193435 | Temperature limiter | 47.22
0020193436 | Switch | 13.71
0020193437 | Wiring harness, with signal lamp | 12.99
0020193438 | Knob | 4.58
0020193439 | Casing panels | 18.18
0020193440 | Cable strain relief | 3.05
0020193441 | Pressure relief valve | 21.44
0020193442 | Tube, 815 mm | 13.71
0020193443 | Tube, 1160 mm | 16.69
0020193444 | Connection, nozzle | 4.58
0020193445 | Heating element, 2000W | 69.21
0020193446 | Wall seal | 3.05
0020193447 | Phial pocket | 44.24
0020193448 | Support, wall | 13.71
0020193449 | Tube, cpl. | 3.87
0020193450 | Anode, 32x250 | 59.44
0020193451 | Anode, 32x345 | 69.21
0020193452 | Anode, 32x500 | 82.78
0020193453 | Gasket, flange | 9.94
0020193454 | Cover, flange | 35.42
0020193455 | Thermostat | 94.99
0020193456 | Temperature limiter | 55.09
0020193457 | Switch | 16.69
0020193458 | Wiring harness, with signal lamp | 16.69
0020193459 | Knob | 5.36
0020193460 | Casing panels | 23.2
0020193461 | Cable strain relief | 3.87
0020193462 | Pressure relief valve | 26.19
0020193463 | Tube, 685 mm | 15.33
0020193464 | Tube, 815 mm | 19.54
0020193465 | Tube, 1160 mm | 23.2
0020193466 | Connection, nozzle | 5.36
0020193467 | Heating element, 2000W | 82.78
0020193468 | Wall seal | 3.87
0020193469 | Phial pocket | 55.09
0020193470 | Support, wall | 18.18
0020193471 | Tube, cpl. | 3.87
0020193798 | Valve | 10.72
0020193799 | Pressure gauge | 29.04
0020193800 | Pressure relief valve | 16.69
0020193801 | Fascia panel | 35.42
0020193802 | Valves (hydraulic) | 607.94
0020193804 | Adapter, G1 x G3/4 | 12.99
0020193805 | Cover | 77.35
0020193806 | Pump | 175.05
0020193807 | Thermostat | 145.2
0020193808 | Cover | 64.32
0020193809 | Insulation | 21.44
0020193810 | Insulation | 23.2
0020193811 | Mixing valve | 238.83
0020193812 | Mixing valve | 238.83
0020193813 | Mixing valve | 238.83
0020193814 | Mixing valve | 297.18
0020193817 | Non-return valve | 86.85
0020193818 | Clapet anti-retour | 90.92
0020193819 | Connector (hydraulic) | 19.54
0020193820 | Connector (hydraulic) | 26.19
0020193823 | Valve | 82.78
0020193824 | Valve | 82.78
0020193825 | Thermometer blue | 11.41
0020193826 | Support | 7.63
0020193827 | Support | 8.41
0020193829 | Knob (red, blue) | 21.44
0020193831 | Tube | 29.04
0020193832 | Tube | 35.42
0020193833 | Tube | 41.25
0020193834 | Tube | 44.24
0020193835 | Knob (red, blue) | 6.07
0020193836 | Knob (red, blue) | 6.89
0020194056 | Tank,90l | 1338
0020194057 | Tank,150l c | 1872.66
0020194058 | Tank,150l solar | 1909.3
0020194059 | Tank,200 l solar | 2051.78
0020194060 | Safety assembly, solar | 86.85
0020194061 | Solar tube | 35.42
0020194062 | Tube | 38.54
0020194063 | Tube, solar | 15.33
0020194064 | Solar tube | 59.44
0020194065 | Solar tube | 41.25
0020194066 | Solar tube | 59.44
0020194067 | Solar tube | 59.44
0020194068 | Tank | 175.05
0020194069 | Tank | 47.22
0020194070 | Solar tube | 64.32
0020194071 | Solar tube | 94.99
0020194072 | Solar tube | 94.99
0020194073 | Tank | 223.91
0020194074 | Tank,glycole | 35.42
0020194075 | Sensor, temperature, 90 L | 18.18
0020194564 | Conversion kit | 29.04
0020194565 | Conversion kit | 223.91
0020194566 | Conversion kit | 26.19
0020194567 | Conversion kit | 145.2
0020194568 | Conversion kit | 26.19
0020194569 | Conversion kit | 145.2
0020194582 | Housing, control box | 35.42
0020194583 | Power supply cable | 31.75
0020194584 | Cable | 18.18
0020194585 | Plug (EPP) | 9.16
0020194586 | Front panel | 94.99
0020194592 | Switch | 38.54
0020194595 | Screw (kit) | 2.68
0020194596 | Conversion kit, flue gas collector | 137.06
0020194597 | Conversion kit, flue gas collector | 145.2
0020194598 | Conversion kit, flue gas collector | 145.2
0020194599 | Flue gas collector | 82.78
0020194600 | Flue gas collector | 86.85
0020194601 | Flue gas collector | 90.92
0020194664 | Insulation | 12.99
0020194665 | Insulation | 10.72
0020194666 | Insulation | 26.19
0020194667 | Tank, glycol | 29.04
0020194668 | Sensor | 14.52
0020194669 | Insulation | 18.18
0020194670 | Insulation | 18.18
0020194671 | Insulation | 29.04
0020194726 | Tube | 16.69
0020194727 | Tube | 31.75
0020194728 | Tube | 7.63
0020194729 | Tube | 9.94
0020194830 | Filter, active carbon | 11.47
0020194878 | Pressure safeguard | 130.27
0020195127 | Cap, non Condensing (x10) | 4.58
0020195222 | Hinge | 9.94
0020195223 | Pressure safeguard | 77.35
0020195224 | Side panel | 153.34
0020195243 | Heat exchanger, 14 plates | 82.78
0020195244 | Heat exchanger, 18 plates | 90.92
0020195245 | Pipe, flow sensor | 44.24
0020195246 | Pipe, pump-SHE | 10.72
0020195247 | Pipe, Bypass | 12.99
0020195248 | Pump | 392.17
0020195250 | Nipple G1/2 | 7.63
0020195251 | Nipple, G3/4 brass, HW | 6.89
0020195252 | Harness, combi | 19.54
0020195253 | Sensor | 12.99
0020195255 | Sensor | 13.71
0020195256 | Sensor | 13.71
0020195257 | Sensor | 12.99
0020195258 | Sensor | 13.71
0020195261 | Pump motor | 223.91
0020195262 | Nipple | 8.41
0020195263 | Hydraulic block, R-SD inlet | 14.52
0020195264 | Impeller sensor | 29.04
0020195265 | Nipple G3/4 SD, DW | 8.41
0020195266 | Hydraulic block, R-SD outlet | 35.42
0020195267 | Hydraulic block, R-SD outlet, MicroAccu | 38.54
0020195268 | Filter | 3.87
0020195269 | Support bracket | 6.7
0020195271 | Tube, system P2SD | 29.04
0020195272 | O-ring, (x10) | 5.36
0020195275 | Front panel | 94.99
0020195307 | Frame | 38.54
0020195308 | Fins | 5.36
0020195309 | Display | 77.35
0020195310 | Evaporator coil | 223.91
0020195311 | Plate, installation | 19.54
0020195312 | Frame | 29.04
0020195313 | Deflector | 26.19
0020195314 | Filter, air cleaning | 16.69
0020195315 | Evaporator coil | 325.68
0020195316 | Jumper, (02) | 8.41
0020195317 | Pcb | 202.19
0020195318 | Motor, fan | 94.99
0020195319 | Pcb | 160.13
0020195320 | Display | 59.44
0020195321 | Sensor, coil | 19.54
0020195322 | Sensor, coil | 21.44
0020195323 | Fan, tangential | 35.42
0020195338 | Grille, front | 59.44
0020195339 | Fan propeller | 108.56
0020195340 | Motor, fan | 202.19
0020195341 | Evaporator coil | 419.31
0020195342 | Cover, top | 69.21
0020195343 | Diverter valve, 4 ways valve | 82.78
0020195344 | Compressor | 449.17
0020195345 | Casing, panel right side | 55.09
0020195346 | Evaporator coil | 223.91
0020195347 | EMC filter, board | 283.61
0020195348 | Service valve, 3/8 | 41.25
0020195349 | Jumper, (08) | 8.41
0020195350 | Cassing, nozzle | 77.35
0020195351 | Expansion valve, electronic | 77.35
0020195352 | Coil, electronic expansion valve | 77.35
0020195353 | Coil, 4-way valve | 59.44
0020195354 | Magnetic coil, reactor | 90.92
0020195355 | Sensor (kit) | 55.09
0020195356 | PCB | 449.17
0020195357 | Radiator | 55.09
0020195362 | Jumper, (04) | 5.36
0020195363 | Evaporator coil | 514.3
0020195364 | Diverter valve, 4 ways valve | 82.78
0020195365 | Pcb | 514.3
0020195366 | Sensor (kit) | 55.09
0020195369 | Grille, front | 50.48
0020195370 | Fan propeller | 90.92
0020195371 | Motor, fan | 188.62
0020195372 | Evaporator coil | 572.65
0020195373 | Cover, top | 55.09
0020195374 | Diverter valve, 4 ways valve | 101.78
0020195375 | Compressor | 572.65
0020195376 | Casing, panel right side | 47.22
0020195377 | Service valve, 1/4 | 31.75
0020195379 | Pcb | 392.17
0020195380 | Heatsink | 23.2
0020195381 | Sensor (kit) | 38.54
0020195382 | Casing, panel left side | 44.24
0020195383 | Service valve, 1/2 | 35.42
0020195384 | Valve, cover | 21.44
0020195385 | Cassing, nozzle | 55.09
0020195386 | Coil, 4-way valve | 55.09
0020195387 | Capillary | 55.09
0020195388 | Sensor, outdoor coil | 31.75
0020195389 | Fins | 6.07
0020195390 | Filter, air cleaning | 35.42
0020195391 | Frame | 41.25
0020195392 | Fan, tangential | 82.78
0020195393 | Evaporator coil | 449.17
0020195394 | Plate, installation | 38.54
0020195395 | Motor, fan | 160.13
0020195396 | Motor, stepping motor | 50.48
0020195397 | Deflector | 268.69
0020195398 | Pcb | 283.61
0020195399 | Jumper, (10) | 9.94
0020195400 | Bearing, left - axile and crank | 7.63
0020195422 | Grille, front | 55.09
0020195423 | Fan propeller | 94.99
0020195424 | Motor, fan | 223.91
0020195425 | Evaporator coil | 607.94
0020195426 | Cover, top | 59.44
0020195427 | Diverter valve, 4 ways valve | 108.56
0020195428 | Casing, panel right side | 50.48
0020195429 | Magnetic coil, reactor | 59.44
0020195430 | Pcb | 449.17
0020195431 | Casing, panel left side | 47.22
0020195432 | Valve, cover | 23.2
0020195433 | Casing, nozzle | 59.44
0020195434 | Casing, front panel | 55.09
0020195435 | Coil, 4-way valve | 59.44
0020195436 | Service valve, 1/4 | 35.42
0020195437 | Service valve, 5/8 | 41.25
0020195438 | Capillary | 64.32
0020195440 | Heatsink | 50.48
0020195453 | Fan, with combustion chamber cover | 268.69
0020195454 | Fan, with combustion chamber cover | 268.69
0020195455 | Compression fitting, G 3/4 D22 | 6.89
0020195456 | Fan, with combustion chamber cover | 268.69
0020195457 | Fan, with combustion chamber cover | 297.18
0020195458 | Gas control valve (-5Pa) | 223.91
0020195459 | Gasket, combustion chamber cover | 29.04
0020195460 | Heat exchanger | 480.38
0020195461 | Heat exchanger | 514.3
0020195462 | Gasket | 2.68
0020195473 | Screw, (x10) | 3.87
0020195474 | Flue pipe | 21.44
0020195475 | Flue pipe | 23.2
0020195476 | Gasket | 6.07
0020195477 | Gasket | 3.87
0020195478 | Condensate drain | 26.19
0020195479 | Gasket, Condensate drain | 19.54
0020195480 | Air inlet duct | 12.21
0020195481 | Electrode (ignition and sensing) | 16.69
0020195482 | Screw, (x10) | 3.05
0020195483 | Screw, (x10) | 2.68
0020195484 | Siphon | 14.52
0020195485 | Adapter, flue gas | 16.69
0020195487 | Burner | 82.78
0020195488 | Screw, (x10) | 6.07
0020195489 | Screw, (x10) | 12.21
0020195490 | Cap, (x5) | 4.58
0020195491 | Gasket, Electrode | 1.53
0020195503 | Screw, (x10) | 3.05
0020195504 | O-ring, (x10) | 4.58
0020195505 | Wiring harness, heat engine | 19.54
0020195506 | Fan, with combustion chamber cover | 297.18
0020195507 | Fan, with combustion chamber cover | 297.18
0020195508 | Fan, with combustion chamber cover | 297.18
0020195509 | Fan, with combustion chamber cover | 297.18
0020195510 | Fan, with combustion chamber cover | 360.96
0020195511 | Gas control valve, -5Pa | 223.91
0020195512 | Gasket, combustion chamber cover | 31.75
0020195513 | Heat exchanger | 449.17
0020195514 | Heat Exchanger | 650
0020195515 | Gasket | 3.87
0020195516 | Screw, (x10) | 3.87
0020195517 | Flue pipe | 29.04
0020195518 | Flue pipe | 29.04
0020195519 | Gasket | 6.07
0020195520 | Gasket | 3.87
0020195521 | Condensate drain | 29.04
0020195522 | Gasket, Condensate drain | 23.2
0020195523 | Air inlet duct | 16.69
0020195524 | Lip seal | 2.68
0020195525 | Electrode (ignition and sensing) | 16.69
0020195526 | Screw, (x10) | 3.05
0020195527 | Screw, (x10) | 3.87
0020195528 | Siphon | 31.75
0020195529 | Adapter, flue gas | 23.2
0020195530 | Adapter, flue gas | 16.69
0020195531 | Burner | 90.92
0020195532 | Screw, (x10) | 6.07
0020195533 | Screw, (x10) | 14.52
0020195534 | Cap, (x5) | 4.58
0020195535 | Gasket, Electrode | 1.91
0020195536 | O-ring, (x10) | 4.58
0020195537 | Wiring harness, Fan 230 V | 9.16
0020195538 | Siphon | 26.19
0020195539 | O-ring | 5.36
0020195540 | O-ring | 6.89
0020195541 | Fan, with combustion chamber cover | 268.69
0020195543 | Gas control valve (-5Pa) | 223.91
0020195544 | Gasket, combustion chamber cover | 29.04
0020195545 | Heat exchanger | 480.38
0020195546 | Heat exchanger | 514.3
0020195547 | Gasket | 2.68
0020195548 | Screw, (x10) | 3.87
0020195549 | Wiring harness | 26.19
0020195550 | Flue pipe | 23.2
0020195551 | Gasket | 5.36
0020195552 | Gasket | 3.05
0020195553 | Condensate drain | 26.19
0020195554 | Gasket, Condensate drain | 19.54
0020195555 | Air inlet duct | 12.21
0020195556 | Lip seal | 1.53
0020195557 | Electrode (ignition and sensing) | 16.69
0020195558 | Screw, (x10) | 3.05
0020195559 | Clip, (x10) | 5.36
0020195560 | Screw, (x10) | 2.68
0020195561 | Siphon | 23.2
0020195563 | Burner | 82.78
0020195564 | Screw, (x10) | 6.07
0020195565 | Screw, (x10) | 12.21
0020195566 | Cap, (x5) | 4.58
0020195567 | Gasket, Electrode | 1.15
0020195568 | O-ring | 9.94
0020195570 | O-ring, (x10) | 3.87
0020195571 | Wiring harness, heat engine OV | 23.2
0020195572 | Gas control valve (-30Pa) | 223.91
0020195575 | Display | 59.44
0020195577 | PCB | 145.2
0020195578 | Display | 47.22
0020195580 | Air inlet duct, flap | 31.75
0020195581 | Wiring harness | 6.07
0020195583 | Wiring harness, Adapter fan 230 V | 6.89
0020195584 | Wiring harness | 21.44
0020195586 | Wiring harness | 16.69
0020195587 | O-ring | 12.21
0020195590 | Display | 59.44
0020195591 | Display | 69.21
0020195592 | Valves (hydraulic) | 223.91
0020195593 | Screw, (x10) | 2.31
0020195594 | Screw, (x10) | 2.31
0020195595 | Screw, (x10) | 1.9
0020195607 | Fan, with combustion chamber cover | 268.69
0020195608 | Wiring harness, Fan | 7.63
0020195609 | Adapter, Siphon OV | 9.16
0020195610 | Adapter, Siphon OV | 10.72
0020195611 | Wiring harness | 94.99
0020195612 | Gas control valve (-15Pa) | 223.91
0020195613 | Tube | 26.19
0020195614 | Gas pipe | 29.04
0020195615 | Tube | 44.24
0020195616 | Tube | 64.32
0020195617 | Tube | 29.04
0020195618 | Gas pipe | 35.42
0020195619 | Tube | 44.24
0020195620 | Tube | 77.35
0020195630 | Support, Expansion vessel | 4.58
0020195631 | Support | 7.63
0020195632 | Name badge | 21.44
0020196194 | Conversion kit NG to LPG | 19.54
0020196195 | Conversion kit LPG to NG | 21.44
0020196196 | Conversion kit NG to LPG | 23.2
0020196197 | Conversion kit LPG to NG | 23.2
0020196198 | Conversion kit NG to LPG | 26.19
0020196199 | Conversion kit LPG to NG | 26.19
0020196299 | Tube | 12.21
0020196301 | Tube, kit L=1109+460 | 16.69
0020196303 | Tube, kit L=871+381 | 14.52
0020196304 | Tube, kit L=871+836 | 15.33
0020196305 | Tube, kit L=548+513 | 18.18
0020196307 | Tube, kit L=1109+1074 | 15.33
0020196308 | Half turn catches, (kit of 4) | 26.19
0020196309 | Insulation | 10.72
0020196310 | Expansion vessel 8L | 130.27
0020196311 | Tube | 14.52
0020196312 | Connection | 23.2
0020196336 | Casing, front panel | 59.44
0020196338 | Casing, front panel | 90.92
0020196340 | Casing, front panel | 108.56
0020196342 | Remote control | 90.92
0020196347 | Screw, de-aeration | 8.41
0020196348 | Flange | 55.09
0020196349 | Anode, M8x22x515 | 35.42
0020196350 | Flange gasket | 8.41
0020196351 | Screw, de-aeration | 15.33
0020196352 | Flange | 108.56
0020196353 | Fastening kit, anode | 4.58
0020196354 | Support | 4.58
0020196355 | Anode, M8x22x515 | 59.44
0020196356 | Flange gasket | 11.47
0020196478 | Conversion kit, from H to 3B/P | 35.42
0020196570 | Motor, Bypass | 47.22
0020196571 | Motor, Bypass | 47.22
0020196572 | Motor, Bypass | 55.09
0020196745 | Conversion kit, from H to 3B/P | 35.42
0020196746 | Conversion kit, from H to 3B/P | 35.42
0020196747 | Conversion kit, from 3B/P to H | 35.42
0020196748 | Conversion kit, from 3B/P to H | 35.42
0020196749 | Conversion kit, from 3B/P to H | 35.42
0020196820 | Wiring harness, compressor 15kW-3P | 115.35
0020196821 | Wiring harness, 24V Ebox | 130.27
0020196822 | Wiring harness, reset 15k3P | 6.89
0020196823 | Compressor, 15kW 3P | 1298.65
0020197013 | Adapter, 80/80 | 26.19
0020197014 | Plate | 6.07
0020197015 | Gas valve | 44.24
0020197016 | Cover plate | 6.89
0020197017 | Cover plate | 7.63
0020197018 | Plate, Energy c | 2.68
0020197019 | Plate, Sustain c | 2.68
0020197020 | Plate, Energy s | 3.87
0020197021 | Plate, Sustain s | 2.68
0020197022 | Plate, Energy r | 4.58
0020197026 | Nut, M6, (x10) | 2.31
0020197027 | Fan | 607.94
0020197028 | Fan | 650
0020197029 | Fan | 877.98
0020197030 | Air inlet duct | 59.44
0020197031 | Air inlet duct | 69.21
0020197032 | Gasket | 14.52
0020197033 | Gasket | 12.99
0020197034 | Gasket | 13.71
0020197041 | Grommet | 3.05
0020197042 | Pressure safeguard | 77.35
0020197043 | Side panel | 188.62
0020197045 | Nut, M6, (x10) | 2.31
0020197046 | Fan | 763.99
0020197047 | Fan | 803.34
0020197048 | Fan | 1376
0020197049 | Air inlet duct | 90.92
0020197050 | Air inlet duct | 108.56
0020197051 | Gasket | 16.69
0020197052 | Gasket | 18.18
0020197053 | Gasket | 19.54
0020197056 | Combustion chamber cover | 360.96
0020197057 | Seal kit | 145.2
0020197058 | Seal kit | 188.62
0020197534 | Nipple G3/4, R-SD DW | 9.16
0020197535 | Tube, system SD | 18.18
0020197536 | Tube, bypass R-SD | 8.41
0020197539 | Flue gas collector | 55.09
0020197540 | Flue gas collector | 44.24
0020197541 | Cable | 4.58
0020197544 | Clip, (x10) | 4.58
0020197547 | Hydroblock | 12.99
0020197548 | Pump motor | 202.19
0020197549 | Pump motor | 202.19
0020197551 | Wiring harness | 15.33
0020197552 | Wiring harness | 19.54
0020197553 | Wiring harness | 15.33
0020197554 | Cable | 9.94
0020197555 | Flow sensor | 29.04
0020198003 | Non-return valve | 77.35
0020198004 | Connection | 8.41
0020198005 | Connection | 10.72
0020198006 | Spout | 14.52
0020198007 | Clip, (x10) | 6.89
0020198008 | Nipple R 1/2 x G 3/4 | 10.72
0020198009 | Connection, hose | 3.87
0020198010 | Connection piece | 3.05
0020198011 | Gas valve Rp1/2-Rp1/2 | 59.44
0020198012 | T-connector | 21.44
0020198221 | Foot | 2.68
0020198222 | Sensor | 10.72
0020198223 | T-connector | 12.99
0020198224 | Tube | 16.69
0020198225 | Tube | 29.04
0020198226 | Tube | 12.99
0020198227 | Tube | 9.94
0020198228 | Cable | 26.19
0020198229 | Wiring harness | 38.54
0020198230 | Cover | 12.99
0020198231 | Housing | 14.52
0020198232 | Tube | 3.87
0020198233 | Hose | 1.15
0020198234 | Sensor | 47.22
0020198235 | Tube | 21.44
0020198236 | Tube | 21.44
0020198237 | Tube | 12.21
0020198238 | Cover plate, control box | 29.04
0020198239 | Screw, (x10) | 6.89
0020198240 | Name badge, ecoCOMPACT | 6.89
0020198241 | Name badge, auroCOMPACT | 6.89
0020198242 | Sensor | 26.19
0020198244 | Insulation | 1.9
0020198245 | Nut | 3.87
0020198248 | Tube | 7.63
0020198249 | Grommet for pipe | 3.87
0020198250 | Tube | 12.99
0020198251 | Tube | 15.33
0020198252 | Grommet, (x10) | 7.63
0020198255 | Tube | 44.24
0020198256 | Tube | 44.24
0020198257 | Screw, (x10) | 3.05
0020198264 | Tube | 6.07
0020198265 | Inset | 2.68
0020198266 | Tube | 18.18
0020198267 | Tube | 38.54
0020198269 | Adapter | 11.47
0020198270 | Pump, DHW with harness | 283.61
0020198271 | Tube | 19.54
0020198272 | Tube | 11.47
0020198273 | Tube | 12.99
0020198274 | Tube | 16.69
0020198275 | Tube | 8.41
0020198276 | Tube | 9.94
0020198277 | Sensor | 12.99
0020198278 | Angle | 16.69
0020198279 | Connection | 26.19
0020198280 | Valve | 175.05
0020198281 | T-connector | 16.69
0020198282 | Tube | 19.54
0020198283 | Tube | 41.25
0020198284 | Tube | 16.69
0020198285 | Tube | 11.47
0020198286 | Valve | 6.07
0020198287 | Screw, (x10) | 2.31
0020198288 | Cable, ebus | 11.47
0020198289 | Cable, 230V pump 1 | 16.69
0020198290 | Cable, 230V BMU | 16.69
0020198291 | Wiring harness | 47.22
0020198292 | Grommet | 16.69
0020198293 | Cover | 18.18
0020198294 | PCB | 223.91
0020198295 | Housing | 19.54
0020198296 | Drain point | 10.72
0020198297 | Pump, solar | 360.96
0020198298 | Tube | 16.69
0020198299 | Tube | 5.36
0020198300 | Tube | 29.04
0020198301 | Tube | 10.72
0020198302 | Tube | 26.19
0020198303 | Tube | 13.71
0020198304 | Tube | 7.63
0020198306 | Insulation | 18.18
0020198307 | Side panel | 115.35
0020198318 | Insulation | 2.68
0020198319 | T-connector | 18.18
0020198320 | Expansion vessel 8L | 145.2
0020198321 | Connection box | 44.24
0020198322 | PCB | 101.78
0020198323 | Wiring harness | 23.2
0020198324 | Wiring harness | 18.18
0020198325 | Tube | 8.41
0020198326 | Grommet for pipe | 3.87
0020198327 | Grommet for pipe | 9.94
0020198328 | Tube | 16.69
0020198329 | Tube | 18.18
0020198333 | Tube, cold water | 31.75
0020198334 | Tube, hot water | 31.75
0020198335 | Burner flange | 101.78
0020198337 | Venturi,5c | 145.2
0020198338 | Venturi ,6c | 153.34
0020198343 | Support gas section | 16.69
0020198344 | Cap (over venturi filter) | 1.9
0020198345 | Support air inlet duct | 2.31
0020198346 | Support air inlet duct | 2.68
0020198348 | Support | 50.48
0020198350 | Connection, 3 pole | 3.05
0020198351 | Connection, 3 pole | 3.05
0020198352 | Plug, 2 pole | 2.31
0020198353 | Plug, 2 pole 24V | 3.05
0020198354 | Connection, 3 pole 230V | 4.76
0020198355 | O-ring, venturi, (x5) | 69.21
0020198356 | Tube | 18.18
0020198360 | Housing | 122.13
0020198361 | Resistor, backup heater | 1260.65
0020198362 | Automatic air vent | 188.62
0020198363 | Nipple | 101.78
0020198364 | Casing panels | 297.18
0020198368 | Fastening kit,PROKLIMA | 5.36
0020198380 | Cover | 724.64
0020198381 | Harness | 223.91
0020198382 | Interface harness | 41.25
0020198383 | Screw, (x8) | 101.78
0020198384 | Cover | 650
0020198385 | Harness | 238.83
0020198386 | Interface harness | 47.22
0020198387 | Screw, (x8) | 115.35
0020198388 | Button | 9.16
0020198399 | Thermometer blue | 10.72
0020198400 | Thermometer, red | 11.41
0020198401 | Thermometer red | 10.72
0020198402 | Tube | 10.72
0020198403 | Tube | 13.71
0020198405 | Valve | 59.44
0020198472 | Screw, (x10) | 1.9
0020198622 | Conversion kit to 3B/P/ 3+ | 145.2
0020198623 | Conversion kit to 3B/P/ 3+ | 145.2
0020198624 | Conversion kit to 2H/ 2E / 2E+ | 145.2
0020198625 | Conversion kit to 3B/P/ 3+ | 145.2
0020198626 | Conversion kit to 3B/P/ 3+ | 145.2
0020198627 | Conversion kit to 3B/P/ 3+ | 122.13
0020198628 | Conversion kit to 2HM/ 2E / 2E+ | 130.27
0020198629 | Conversion kit to 3B/P/ 3+ | 108.56
0020198630 | Conversion kit to 3B/P/ 3+ | 101.78
0020198827 | Plug, kit | 18.18
0020198856 | Oil sump | 360.96
0020198858 | Support, radiation protection | 15.33
0020198863 | Gasket, cooling water outlet | 9.16
0020198870 | Communication module, modem 56k 4.2 | 1184.66
0020198876 | Flexible hose, 500 mm | 21.44
0020198888 | Inverter, smart energy 25 kVA | 13434.3
0020198891 | Nut, M6, Verbus-Ripp, (x10) | 7.63
0020198892 | Catch, screw M18x1,5 | 6.07
0020199069 | Valve, air vent | 9.16
0020199070 | Valve, air vent | 10.72
0020199071 | Pressure relief valve | 26.19
0020199072 | Pressure relief valve | 19.54
0020199073 | Gas pipe | 55.09
0020199074 | Service valve | 59.44
0020199075 | Service valve | 77.35
0020199076 | Connection, pressure gauge | 15.33
0020199077 | Pressure gauge | 19.54
0020199078 | Tube | 9.94
0020199079 | Tube | 12.99
0020199080 | Tube | 6.07
0020199081 | Tube | 8.41
0020199082 | Service valve | 86.85
0020199083 | Service valve | 82.78
0020199084 | Service valve | 69.21
0020199085 | Service valve | 94.99
0020199086 | Hose (2.5 m) | 8.41
0020199087 | Hose (2.5 m) | 9.94
0020199088 | Valve, air vent | 8.41
0020199479 | Safety assembly, 7 bar | 86.85
0020199480 | Drain point | 10.72
0020199481 | Drain point | 10.72
0020199483 | Adapter DN 40 | 122.13
0020199484 | Wiring harness, control | 26.19
0020199485 | Wiring harness, power supply | 35.42
0020199486 | O-ring, (x10) | 2.68
0020199525 | Burner | 55.09
0020199526 | Burner | 64.32
0020199527 | Burner | 69.21
0020199528 | Burner rail | 29.04
0020199529 | Burner rail | 29.04
0020199530 | Burner rail | 31.75
0020199531 | Fan | 82.78
0020199532 | Fan | 82.78
0020199533 | Fan | 82.78
0020199534 | PCB | 137.06
0020199535 | PCB with casing | 55.09
0020199877 | Service valve (flow jet) | 44.24
0020199878 | Support, expansion vessel | 11.47
0020199879 | Support, solar | 31.75
0020199880 | Tube, flow expansion vessel | 11.47
0020199882 | Flexible tube, 160 mm | 18.18
0020199883 | Flexible tube, 290 mm | 29.04
0020199884 | Pipe, recirculation | 13.71
0020199885 | Pipe, circulation flow | 29.04
0020199886 | Pipe (3/4 x 3/4) | 16.69
0020199906 | Conversion kit, NG->LPG (30mbar) | 47.22
0020199907 | Conversion kit, NG->LPG (30mbar) | 41.25
0020199908 | Conversion kit, NG->LPG (30mbar) | 44.24
0020199909 | Conversion kit, PB-> M | 15.33
0020199910 | Conversion kit, H/HS->PB (30, 50mbar) | 44.24
0020199911 | Conversion kit, H ->GZ35/Ls(G2.350) | 29.04
0020199912 | Conversion kit, H->GZ41/Lw (G27) | 26.19
0020199913 | Conversion kit, PB->2H (25mbar) | 38.54
0020199914 | Conversion kit, PB -> H (20/25mbar) | 55.09
0020199915 | Conversion kit, H -> PB (30mbar) | 31.75
0020199924 | Conversion kit, H/GZ35 -> PB (37mbar) | 41.25
0020199925 | Conversion kit, PB->2S (25mbar) | 47.22
0020199926 | Conversion kit, PB->2E+(20/25mbar) | 19.54
0020199927 | Conversion kit, H -> PB (29-37mbar) | 77.35
0020199928 | Conversion kit, H -> PB (29-37mbar) | 23.2
0020199929 | Conversion kit, PB -> 2M (20mbar) | 29.04
0020199930 | Conversion kit, H -> PB (30mbar) | 35.42
0020199931 | Conversion kit, H -> PB (29-37mbar) | 64.32
0020199932 | Conversion kit, H -> PB (29-37mbar) | 29.04
0020199933 | Conversion kit, H -> PB (29-37mbar) | 69.21
0020199934 | Conversion kit, PB -> H (20/25mbar) | 26.19
0020200395 | PCB, with display | 153.34
0020200567 | Hose set | 3.87
0020200568 | Plug, (x5) | 6.89
0020200569 | Gasket kit | 5.36
0020200570 | Combustion chamber | 38.54
0020200571 | Insulation (set) | 38.54
0020200574 | Draft diverter 12-20kW | 59.44
0020200575 | Draft diverter 24kW | 77.35
0020200576 | Draft diverter 28kW | 90.92
0020200577 | Side panel | 41.25
0020200578 | Insulation (set) | 38.54
0020200580 | Burner chamber group 12kW | 44.24
0020200581 | Combustion chamber | 38.54
0020200583 | Protection plate | 19.54
0020200584 | Protection plate | 12.99
0020200585 | Insert black | 5.36
0020200586 | Insert nature | 3.87
0020200589 | Support, (kit of 2) | 31.75
0020200590 | Sensor flue gas | 44.24
0020200592 | Heat exchanger, 101 fins | 175.05
0020200594 | Burner chamber group 24kW | 44.24
0020200595 | Heat exchanger, 112 fins | 238.83
0020200596 | Guide plate | 6.89
0020200597 | Guide plate | 6.89
0020200598 | Sensor flue gas | 94.99
0020200599 | Sensor, NTC 19mm | 7.58
0020200600 | Gas pipe | 18.18
0020200601 | Burner support 25kW H | 38.54
0020200602 | Burner support 28kW H | 29.04
0020200603 | Burner support 24kW H | 31.75
0020200604 | Burner support 24kW B | 44.24
0020200605 | Burner support 12kW H | 41.25
0020200607 | Burner support | 44.24
0020200609 | Gas pipe | 19.54
0020200610 | Tube | 15.33
0020200611 | Gas pipe | 21.44
0020200612 | Tube | 16.69
0020200613 | Tube | 19.54
0020200614 | Gas pipe | 26.19
0020200615 | Gas pipe | 18.18
0020200616 | Casing | 77.35
0020200617 | Casing | 55.09
0020200618 | Tube | 10.72
0020200619 | Tube | 10.72
0020200621 | Tube | 18.18
0020200623 | Tube | 15.33
0020200624 | Tube | 19.54
0020200625 | Tube | 21.44
0020200626 | Support | 8.41
0020200628 | Tube | 23.2
0020200629 | Gas pipe | 18.18
0020200630 | Gas pipe | 15.33
0020200631 | Spacer | 2.31
0020200632 | Tube | 16.69
0020200638 | Electrode | 12.21
0020200639 | Tube | 15.33
0020200640 | Tube | 14.52
0020200641 | Tube | 19.54
0020200642 | Tube | 19.54
0020200644 | Tube | 19.54
0020200645 | Tube | 19.54
0020200646 | Tube | 21.44
0020200647 | Tube | 19.54
0020200648 | Gas pipe | 19.54
0020200650 | Wiring harness | 35.42
0020200652 | Wiring harness | 38.54
0020200653 | Tube | 18.18
0020200656 | Tube | 15.33
0020200660 | Gas valve assembly | 90.92
0020200661 | Flue gas collector | 44.24
0020200662 | Flue gas collector | 47.22
0020200663 | Flue gas collector | 55.09
0020200665 | Cap flue gas | 44.24
0020200666 | Cable | 3.87
0020200668 | Wiring harness | 35.42
0020200669 | Wiring harness | 38.54
0020200670 | Wiring harness | 35.42
0020200671 | Wiring harness | 38.54
0020200672 | Insulation (set) | 38.54
0020200673 | Combustion chamber cover | 19.54
0020200674 | Combustion chamber | 44.24
0020200675 | Sleeve | 31.75
0020200676 | Electrode | 21.44
0020200679 | Burner chamber group 32/36kW | 90.92
0020200680 | Clip, (x10) | 5.36
0020200681 | Expansion vessel 10 ltr. | 90.92
0020200682 | Fan | 253.76
0020200683 | Heat protection plate | 44.24
0020200688 | Supply harness | 8.41
0020200691 | Gas pipe | 14.52
0020200692 | Gas pipe | 16.69
0020200693 | Casing | 86.85
0020200695 | Flap, cover | 59.44
0020200696 | Casing | 55.09
0020200699 | Handle, white | 12.99
0020200700 | Support | 7.63
0020200702 | Cover | 50.48
0020200703 | Spacer | 2.31
0020200704 | Gas pipe | 19.54
0020200707 | Gas pipe | 13.71
0020200708 | Tube | 16.69
0020200711 | Gas pipe | 14.52
0020200713 | Wiring harness | 35.42
0020200714 | Wiring harness | 44.24
0020200715 | Wiring harness | 35.42
0020200716 | Wiring harness | 38.54
0020200722 | Sensor | 16.69
0020200723 | Gas valve assembly | 82.78
0020200724 | Flue gas collector | 47.22
0020200725 | Flue gas collector | 47.22
0020200726 | Flue gas collector | 50.48
0020202010 | Kit, bypass anti water hammer | 23.2
0020202404 | Conversion kit, H -> PB (29-37mbar) | 64.32
0020202405 | Conversion kit, H -> PB (29-37mbar) | 77.35
0020202406 | Conversion kit, H -> PB (30mbar) | 26.19
0020202407 | Conversion kit, H -> PB (30mbar) | 26.19
0020202408 | Conversion kit, LPG->NG (13/20mbar) | 31.75
0020202409 | Conversion kit, LPG->NG (13/20mbar) | 35.42
0020202411 | Conversion kit, H -> PB (29-37mbar) | 64.32
0020202412 | Conversion kit, PB -> H (13/20mbar) | 50.48
0020202543 | Service kit, 0, 500h | 514.3
0020202559 | PCB | 202.19
0020202560 | Display Plus | 50.48
0020202561 | Display Pro | 50.48
0020202572 | PCB | 202.19
0020202808 | Screw, (x10) | 1.15
0020202810 | Flue adaptor | 31.75
0020202811 | Flue adaptor | 31.75
0020202812 | Expansion vessel | 77.35
0020202813 | Tube | 7.63
0020202814 | O-ring, (x10) | 2.68
0020202815 | Tube | 18.18
0020202816 | Tube | 8.41
0020202824 | Casing parts | 253.76
0020202825 | Casing parts | 283.61
0020202826 | Cover | 69.21
0020202827 | Cover | 16.69
0020202828 | Wall seal | 4.58
0020202829 | Wall seal | 6.89
0020202830 | Wall seal | 6.89
0020202831 | Wall seal | 6.89
0020202832 | Wall seal | 6.89
0020202833 | Wall seal | 16.69
0020202834 | Anode, 480mm | 122.13
0020202835 | Anode, 700mm | 122.13
0020202836 | Plug | 31.75
0020202837 | Thermometer | 69.21
0020202838 | Foot, adjustable, (kit of 3) | 29.04
0020202839 | Cover | 13.71
0020202840 | Gasket | 9.94
0020202841 | Screw, (x8) | 23.2
0020202842 | Plastic seal | 16.69
0020202843 | Flange | 115.35
0020202844 | Phial pocket | 90.92
0020202845 | Heating rod 2500W | 130.27
0020202846 | Heating rod 3300W | 137.06
0020202847 | Anode, 390mm | 90.92
0020202848 | Thermostat | 137.06
0020202849 | Knob | 18.18
0020202850 | Cover | 69.21
0020202851 | Cover, plate small plastic | 7.63
0020203960 | Support, expansion vessel | 14.52
0020203961 | Filling loop | 26.19
0020203962 | Support, expansion vessel | 12.99
0020203963 | Non-return valve | 26.19
0020203964 | Flow limiter, (x10) | 21.44
0020203965 | Flow limiter, (x10) | 26.19
0020203966 | Handle | 1.15
0020203968 | Tube | 7.63
0020203969 | Tube | 15.33
0020203970 | Tube | 16.69
0020203971 | Tube | 16.69
0020203972 | Gas pipe | 21.44
0020203973 | Gas pipe | 21.44
0020203974 | Wiring harness | 12.99
0020203975 | Switch | 38.54
0020203976 | Wiring harness | 4.77
0020203978 | Elbow | 6.7
0020203979 | Elbow | 8.57
0020203980 | T-connector | 29.04
0020203981 | Pump, circulation (max. 3300rpm) | 297.18
0020203982 | Support, circulation pump | 13.71
0020203983 | Pipe, recirculation pump | 21.44
0020203984 | Pipe, recirculation | 15.33
0020203985 | Pipe, circulation flow | 29.04
0020203986 | Pipe (3/4 x 3/4) | 23.2
0020203987 | T-connector | 31.75
0020203988 | Support, circulation pump | 14.52
0020203989 | Pipe, recirculation pump | 23.2
0020204128 | Name badge | 108.56
0020204129 | Back panel | 607.94
0020204130 | Back panel | 544.16
0020204131 | Screw | 11.47
0020204132 | Button | 47.22
0020204133 | Front panel | 607.94
0020204134 | Front panel | 480.38
0020204135 | Grille | 223.91
0020204136 | Plate | 108.56
0020204137 | Front panel | 360.96
0020204138 | Wiring harness | 724.64
0020204139 | Plate | 90.92
0020204140 | Nose | 175.05
0020204142 | Partition | 841.34
0020204143 | Partition | 607.94
0020204144 | Plate | 449.17
0020204146 | Motor | 1184.66
0020204147 | Motor | 2625.8
0020204148 | Motor | 1376
0020204149 | Evaporator | 5913.81
0020204150 | Evaporator | 6798.57
0020204152 | Console | 544.16
0020204154 | Propeller | 572.65
0020204155 | Grille | 145.2
0020204156 | Grille | 153.34
0020204157 | Washer | 47.22
0020204158 | Washer | 11.47
0020204159 | Nut | 59.44
0020204161 | Base | 392.17
0020204163 | Base panel | 238.83
0020204165 | Compressor | 5554.2
0020204166 | Compressor | 9019.98
0020204167 | Nut | 59.44
0020204168 | accumulating tank | 1031.32
0020204169 | accumulating tank | 1527.98
0020204171 | Valves | 449.17
0020204172 | Valves | 360.96
0020204173 | Valves | 122.13
0020204174 | Screw | 47.22
0020204175 | silencer | 238.83
0020204176 | silencer | 188.62
0020204177 | silencer | 689.36
0020204352 | Coil | 480.38
0020204353 | Coil | 360.96
0020204354 | Coil | 175.05
0020204355 | Coil | 153.34
0020204356 | Valves | 202.19
0020204357 | Valves | 360.96
0020204358 | Diverter valve | 449.17
0020204359 | Diverter valve | 803.34
0020204361 | Stud | 122.13
0020204364 | Cover | 86.85
0020204365 | Cover | 86.85
0020204369 | Temperature sensor | 122.13
0020204370 | Temperature sensor | 90.92
0020204371 | Stud | 26.19
0020204372 | Gasket | 59.44
0020204374 | Bolt | 122.13
0020204376 | Base | 55.09
0020204377 | Clip | 26.19
0020204381 | Sensor | 253.76
0020204382 | Base | 86.85
0020204383 | Sensor | 108.56
0020204384 | Printed circuit board | 3678.83
0020204385 | Printed circuit board | 2798.13
0020204386 | Electronics | 2013.79
0020204388 | Transformer | 238.83
0020204389 | Transformer | 360.96
0020204390 | Transformer | 514.3
0020204391 | Transformer | 283.61
0020204392 | Console | 94.99
0020204396 | Sensor | 175.05
0020204397 | Sensor | 115.35
0020204398 | Sensor | 223.91
0020204399 | Sensor | 108.56
0020204400 | Sensor | 90.92
0020204401 | Sensor | 108.56
0020204402 | Heat exchanger | 419.31
0020204403 | Heat exchanger | 480.38
0020204404 | Heat exchanger | 514.3
0020204407 | Protection | 108.56
0020204408 | Cover | 145.2
0020204409 | Cover | 145.2
0020204410 | Connection box | 360.96
0020204411 | Fuse 250V 25A | 35.42
0020204412 | Fuse 250V 30A | 55.09
0020204414 | Relay | 297.18
0020204415 | Capacitor | 202.19
0020204416 | Clip | 8.41
0020204417 | Spacer | 47.22
0020204420 | Diode | 253.76
0020204421 | Diode | 145.2
0020204422 | Screw | 26.19
0020204423 | Spacer | 47.22
0020204425 | Pump | 1540.2
0020204426 | De-aerator | 50.48
0020204427 | Control box | 763.99
0020204428 | Remote control | 650
0020204430 | Flow switch | 175.05
0020204431 | Resistor 3kW | 392.17
0020204432 | Sensor | 101.78
0020204433 | Electronic kit | 2937.91
0020204434 | Condenser | 2234.98
0020204435 | Potentiometer 1kOhm | 41.25
0020204436 | Terminal strip | 69.21
0020204437 | Relay | 297.18
0020204438 | Safety switch | 1450.63
0020204439 | Relay | 29.04
0020204440 | Relay | 41.25
0020204441 | Sensor | 55.09
0020204447 | Brush, 590x100x10x40 mm | 8.41
0020204453 | Pump, circulation (max. 3300rpm) | 297.18
0020204454 | Service valve | 153.34
0020204455 | T-connector | 77.35
0020204456 | Non-return valve, filling device cpl. | 188.62
0020204457 | Tube | 31.75
0020204458 | Cable | 29.04
0020204459 | Pump | 283.61
0020204460 | Cable (Pump cable) | 31.75
0020204461 | Pipe, Antilegio-P ex | 16.69
0020204462 | Pipe, Antilegio-P top-150 | 21.44
0020204463 | Pipe, Antilegio-P top-200 | 26.19
0020204464 | Pipe, Antilegio-P top | 44.24
0020204465 | Pipe, Antilegio-P bottom | 41.25
0020204466 | Pipe, Antilegio-P EV | 14.52
0020204467 | Adapter G1/2 - G3/4 | 7.63
0020204468 | Adapter G1-G3/4 | 18.18
0020204469 | Adapter G1-G3/4, rounded hex. nut | 13.71
0020204470 | Washer (retaining washer) | 4.58
0020204471 | Wiring harness, 230V | 18.18
0020204472 | Wiring harness, anode card | 15.33
0020204536 | Pipe (400mm) | 16.69
0020204537 | Pipe | 12.21
0020204538 | Pipe | 15.33
0020204539 | Pipe | 13.71
0020204540 | Pipe | 16.69
0020204541 | Pipe | 15.33
0020204542 | Pipe | 11.47
0020204543 | Pipe | 19.54
0020204544 | Pipe | 16.69
0020204545 | Pipe | 21.44
0020204546 | Pipe | 23.2
0020204547 | Pipe | 19.54
0020204548 | Pipe | 29.04
0020204549 | Pipe | 15.33
0020204550 | Pipe | 16.69
0020204551 | Pipe | 29.04
0020204552 | Pipe | 26.19
0020204553 | Pipe | 16.69
0020204554 | Pipe | 13.71
0020204555 | Thermostat | 77.35
0020204556 | Siphon | 19.54
0020204557 | Gasket, (x10) | 5.36
0020204558 | Gasket, (x10) | 6.07
0020204559 | Nut | 4.58
0020204560 | Nut | 5.36
0020204561 | Nut | 3.05
0020204562 | Connection (nickel-plated) | 6.89
0020204563 | Elbow | 13.71
0020204564 | Elbow | 23.2
0020204565 | Sensor | 15.33
0020204801 | Deviating unit | 449.17
0020204802 | Insulation | 12.99
0020204803 | Insulation | 12.99
0020204804 | Tube | 18.18
0020204805 | Tube | 15.33
0020204806 | Tube | 26.19
0020204807 | Tube | 16.69
0020204808 | Tube | 12.99
0020204809 | Pump | 297.18
0020204810 | Tube | 9.94
0020204812 | Screw | 1.53
0020204813 | Clip, (x10) | 7.63
0020204814 | Tube | 18.18
0020204815 | Tube | 18.18
0020204816 | Tube | 15.33
0020204817 | Tube | 13.71
0020204818 | low loss header | 650
0020204819 | Insulation | 18.18
0020204820 | Insulation | 19.54
0020204821 | Tube | 19.54
0020204822 | Tube | 16.69
0020204823 | Tube | 26.19
0020204824 | Tube | 18.18
0020204825 | Tube | 13.71
0020204826 | Pump | 297.18
0020204827 | Tube | 10.72
0020204828 | Connector (electrical) | 12.99
0020204829 | Diverter valve, with motor | 392.17
0020204830 | Tube | 19.54
0020205022 | Tube | 21.44
0020205023 | Tube | 16.69
0020205024 | Tube | 15.33
0020205025 | Service valve | 29.04
0020205036 | EMC Filter | 238.83
0020205037 | Power choke | 360.96
0020205038 | Electronics, Powerstart | 1031.32
0020205165 | Connection | 19.54
0020205166 | Tube | 12.99
0020205167 | Clip | 3.05
0020205168 | Nipple | 47.22
0020205169 | Tube | 13.71
0020205913 | Heat exchanger | 2472.45
0020205914 | Heat exchanger | 3324.65
0020205915 | Heat exchanger | 3609.62
0020205916 | Wiring harness | 77.35
0020205917 | Sensor | 38.54
0020205925 | Draught diverter | 50.48
0020205926 | Draught diverter | 50.48
0020205927 | Draught diverter | 59.44
0020205928 | Draught diverter | 59.44
0020205929 | Support, (x2) | 13.71
0020205930 | Screw, (x10) | 12.21
0020205931 | Heat exchanger | 188.62
0020205932 | Heat exchanger | 188.62
0020205933 | Heat exchanger | 223.91
0020205934 | Tube | 21.44
0020205935 | Tube | 21.44
0020205936 | Tube | 21.44
0020205937 | O-ring, (x10) | 12.99
0020205938 | O-ring, (x10) | 12.99
0020205939 | Tube | 19.54
0020205940 | Casing | 64.32
0020205941 | Casing | 69.21
0020205942 | Casing | 64.32
0020205943 | Casing | 69.21
0020205944 | Casing | 69.21
0020205945 | Adapter, Front panel | 12.21
0020205946 | Adapter | 12.21
0020205947 | Adapter | 12.21
0020205948 | Adapter | 12.99
0020205949 | Adapter | 12.21
0020205950 | Knob | 12.99
0020205951 | Cover plate | 19.54
0020205952 | Cover plate | 19.54
0020205953 | Cover plate | 18.18
0020205954 | Burner | 59.44
0020205955 | Burner | 55.09
0020205956 | Burner | 64.32
0020205957 | Burner | 59.44
0020205958 | Burner rail, NL | 31.75
0020205959 | Burner rail, BP | 31.75
0020205960 | Piezo igniter | 18.18
0020205961 | Screw, (x10) | 12.21
0020205962 | Gas pipe | 16.69
0020205963 | Gas pipe | 16.69
0020205964 | Thermocouple | 69.21
0020205965 | Thermocouple | 69.21
0020205966 | Thermocouple | 50.48
0020205967 | Sensor with cable | 44.24
0020205968 | Sensor with cable | 47.22
0020205969 | Thermocouple | 29.04
0020205970 | Pilot burner | 29.04
0020205971 | Electrode (ignition and sensing) | 21.44
0020205972 | Sensor with cable | 26.19
0020205973 | Sensor with cable | 19.54
0020205974 | Sensor with cable | 19.54
0020205975 | Sensor with cable | 26.19
0020205976 | Sensor with cable | 18.18
0020205977 | Sensor with cable | 26.19
0020205978 | Clip, (x10) | 13.71
0020205979 | Wiring harness | 14.52
0020205980 | Wiring harness | 14.52
0020205981 | Battery box | 16.69
0020205982 | Valve, servo, NG | 64.32
0020205983 | Valve, servo, B | 64.32
0020205984 | Screw, (x10) | 12.99
0020205985 | Switch | 23.2
0020205986 | Gas control valve, 2H-2L | 122.13
0020205987 | Gas control valve, 3+ | 122.13
0020205988 | Gas control valve, 2H-2L | 160.13
0020205989 | Gas control valve, G20-25 | 160.13
0020205990 | Gas control valve, 3+ | 160.13
0020205991 | Gas control valve, 2H-2L | 122.13
0020205992 | Gas control valve, 3+ | 122.13
0020205993 | Gas control valve, 2H-2L | 160.13
0020205994 | Gas control valve, 3+ | 160.13
0020205995 | Screw, (x10) | 12.21
0020205996 | Sealing ring, (x10) | 12.99
0020205997 | Water deficiency valve, 2H-2L | 16.69
0020205998 | Water deficiency valve, G20-25 | 18.18
0020205999 | Water deficiency valve, 3+ | 18.18
0020206000 | Water deficiency valve, 2H-2L | 16.69
0020206001 | Water deficiency valve, 3+ | 16.69
0020206002 | Sealing ring, (x10) | 18.18
0020206003 | Gasket | 12.21
0020206004 | Screw, (x10) | 12.21
0020206005 | Filter | 12.21
0020206006 | Water section | 77.35
0020206007 | Water section | 77.35
0020206008 | Water section | 77.35
0020206009 | Water section | 77.35
0020206018 | Burner rail | 31.75
0020206019 | Gas control valve, GZ 350 | 160.13
0020206020 | Flow regulator | 18.18
0020206021 | Venturi | 18.18
0020206022 | Venturi | 18.18
0020206023 | Screw, (x10) | 12.99
0020206024 | Control box | 59.44
0020206025 | Valve | 18.18
0020206026 | Valve | 21.44
0020206027 | Connector (double) | 16.69
0020206028 | Flexible tube | 21.44
0020206029 | Flexible tube | 19.54
0020206030 | Tube | 18.18
0020206031 | Tube | 19.54
0020206032 | Tube | 21.44
0020206033 | Nipple (reducing) | 16.69
0020206034 | Gas pipe | 18.18
0020206035 | Gas pipe | 21.44
0020206036 | Gas pipe | 19.54
0020206037 | Gas pipe | 18.18
0020206038 | Gas pipe | 19.54
0020206039 | Gas pipe | 16.69
0020206040 | Connector (double) | 16.69
0020206041 | Tube | 18.18
0020206042 | Tube | 21.44
0020206043 | Tube | 23.2
0020206044 | Sealing ring, (x10) | 13.71
0020206045 | Sealing ring, (x10) | 13.71
0020206046 | Draught diverter | 38.54
0020206047 | Draught diverter | 44.24
0020206048 | Draught diverter | 44.24
0020206049 | Support, (x2) | 11.47
0020206050 | Screw, (x10) | 6.07
0020206051 | Heat exchanger | 145.2
0020206052 | Heat exchanger | 145.2
0020206053 | Heat exchanger | 160.13
0020206054 | Tube | 14.52
0020206055 | Tube | 14.52
0020206056 | Tube | 14.52
0020206057 | O-ring, (x10) | 6.89
0020206058 | O-ring, (x10) | 6.89
0020206059 | Tube | 13.71
0020206060 | Sealing ring, (x10) | 6.89
0020206061 | Casing | 44.24
0020206062 | Casing | 50.48
0020206063 | Casing | 44.24
0020206064 | Casing | 50.48
0020206065 | Casing | 50.48
0020206066 | Adapter, Front panel | 7.63
0020206067 | Adapter | 11.47
0020206068 | Adapter | 12.99
0020206069 | Adapter | 7.63
0020206070 | Adapter | 7.63
0020206071 | Knob | 9.16
0020206072 | Cover plate | 14.52
0020206073 | Cover plate | 9.94
0020206074 | Burner | 55.09
0020206075 | Burner | 82.78
0020206076 | Burner rail | 21.44
0020206077 | Burner rail | 21.44
0020206078 | Injector, 0.30, (x10) | 29.04
0020206079 | Injector, 0.25, (x10) | 35.42
0020206080 | Piezo igniter | 12.21
0020206081 | Piezo igniter | 12.21
0020206082 | Gas pipe | 29.04
0020206083 | Gas pipe | 31.75
0020206084 | Electrode (ignition and sensing) | 13.71
0020206085 | Jumper | 6.07
0020206086 | Sensor with cable | 15.33
0020206087 | Sensor with cable | 9.16
0020206088 | Sensor with cable | 9.16
0020206089 | Sensor with cable | 15.33
0020206090 | Sensor with cable | 9.16
0020206091 | Sensor with cable | 9.16
0020206092 | Sensor with cable | 9.16
0020206093 | Clip, (x10) | 7.63
0020206094 | Wiring harness | 6.07
0020206095 | Wiring harness | 6.07
0020206096 | Battery box | 7.63
0020206097 | Valve, servo, NG | 47.22
0020206098 | Valve, servo, B | 47.22
0020206100 | Screw, (x10) | 6.07
0020206101 | Switch | 12.21
0020206102 | Gas control valve, 2H-2L | 90.92
0020206103 | Gas control valve, G20-25 | 86.85
0020206104 | Gas control valve, G20-13 | 108.56
0020206105 | Gas control valve, G25-20 | 86.85
0020206106 | Gas control valve, 3+ | 90.92
0020206107 | Gas control valve, 2H-2L | 115.35
0020206108 | Gas control valve, G20-13 | 108.56
0020206109 | Gas control valve, G20-25 | 108.56
0020206110 | Gas control valve, 3+ | 115.35
0020206111 | Gas control valve, 3P | 108.56
0020206112 | Gas control valve, G25-20 | 108.56
0020206113 | Gas control valve, 2H-2L | 86.85
0020206114 | Gas control valve, G25-20 | 86.85
0020206115 | Gas control valve, G20-13 | 86.85
0020206116 | Gas control valve, 3+ | 86.85
0020206117 | Gas control valve, 2H-2L | 115.35
0020206118 | Gas control valve, G25-20 | 108.56
0020206119 | Gas control valve, G20-13 | 108.56
0020206120 | Gas control valve, 3+ | 115.35
0020206121 | Gas control valve, 3P | 108.56
0020206122 | Screw, (x10) | 6.07
0020206123 | Sealing ring, (x10) | 6.07
0020206124 | Water deficiency valve, 2H-2L | 12.21
0020206125 | Water deficiency valve, G25-20 | 12.21
0020206126 | Water deficiency valve, G20-13 | 12.21
0020206127 | Water deficiency valve, G20-25 | 12.21
0020206128 | Water deficiency valve, 3+ | 12.21
0020206129 | Water deficiency valve, 3P | 12.21
0020206130 | Water deficiency valve, 2H-2L | 12.21
0020206131 | Water deficiency valve, G25-20 | 12.21
0020206132 | Water deficiency valve, 3+ | 12.21
0020206133 | Water deficiency valve, 3P | 12.21
0020206134 | Water deficiency valve, G20-13 | 12.21
0020206135 | Sealing ring, (x10) | 26.19
0020206136 | Gasket | 5.36
0020206137 | Screw, (x10) | 6.89
0020206138 | Filter | 6.07
0020206139 | Sealing ring, (x10) | 9.16
0020206140 | Water section | 82.78
0020206141 | Water section | 82.78
0020206142 | Water section | 82.78
0020206143 | Water section | 82.78
0020206144 | Flow regulator | 18.18
0020206145 | Flow regulator | 12.99
0020206146 | Venturi | 11.47
0020206147 | Venturi | 10.72
0020206148 | Water quantity regulator | 12.21
0020206149 | Control box | 47.22
0020206150 | Valve | 12.21
0020206151 | Isolation valve | 14.52
0020206152 | Tube | 10.72
0020206153 | Tube | 9.94
0020206154 | Tube | 12.21
0020206155 | Connector (double) | 9.16
0020206156 | Tube | 10.72
0020206157 | Flexible tube | 14.52
0020206158 | Flexible tube | 12.21
0020206159 | Cover, (x2) | 4.58
0020206160 | Nipple (reducing) | 6.89
0020206161 | Gas pipe | 12.21
0020206162 | Gas pipe | 13.71
0020206163 | Gas pipe | 10.72
0020206164 | Gas pipe | 9.94
0020206165 | Connector (double) | 9.16
0020206166 | Tube | 11.47
0020206167 | Tube | 12.99
0020206168 | Gas pipe | 8.41
0020206169 | Gas pipe | 9.94
0020206170 | Burner rail | 31.75
0020206171 | Burner rail, NL | 31.75
0020206172 | Burner rail, BP | 31.75
0020206173 | Burner rail | 21.44
0020206174 | Burner rail | 21.44
0020206175 | Burner rail | 21.44
0020206176 | Burner rail | 21.44
0020206177 | Burner rail | 21.44
0020206475 | Elbow | 5.36
0020206476 | Elbow | 6.89
0020206477 | Tube | 15.33
0020206478 | Tube | 16.69
0020206479 | Tube | 16.69
0020206481 | Gas pipe | 21.44
0020206482 | Wiring harness | 3.87
0020206483 | Spacer | 1.15
0020206484 | Spacer | 1.15
0020206485 | Clip, (x10) | 3.87
0020206486 | Clip, (x10) | 7.63
0020206487 | Clip, (x10) | 2.68
0020206697 | Sealing ring, (x10) | 1.9
0020206698 | Screw, (x10) | 1.53
0020206944 | Tube | 55.09
0020206945 | Tube | 69.21
0020206946 | Wiring harness, pump, 230V | 19.54
0020207113 | Nuts, flange for 90 L tank (x10) | 7.63
0020207114 | Screw, flange for 90 L tank (x10) | 55.09
0020207116 | Support bracket | 6.07
0020207117 | Support bracket | 9.16
0020207118 | Support bracket | 10.72
0020207119 | Wiring harness | 18.18
0020207120 | Wiring harness, driving | 16.69
0020207121 | Wiring harness, combi (CLP) | 13.71
0020207122 | Wiring harness, system China (CLP) | 12.99
0020207123 | Wiring harness, flow, pressure, pump | 23.2
0020207124 | Wiring harness | 19.54
0020207125 | Wiring harness | 21.44
0020207126 | Cable | 11.47
0020207127 | Wiring harness, pump | 16.69
0020207128 | Wiring harness | 12.21
0020207129 | Wiring harness | 11.47
0020207130 | Pump motor, (HEP) | 480.38
0020207131 | Pump motor, (HEP) | 392.17
0020207132 | Pump motor | 202.19
0020207133 | Pump motor | 419.31
0020207134 | Power cable, pump | 7.63
0020207135 | Power cable | 7.63
0020207136 | Gasket | 1.9
0020207137 | Housing, pump R-DIN | 94.99
0020207138 | Tap drain piece R-DIN | 10.48
0020207139 | Screw, pump (x4) | 12.99
0020207140 | Housing, pump R-SD | 101.78
0020207141 | Tap drain piece R-SD | 10.72
0020207142 | Housing, pump | 77.35
0020207143 | Screw, pump (x4) | 4.58
0020207144 | Pump, sanitary | 238.83
0020207145 | Housing, Flow sensor | 8.41
0020207146 | Pump | 130.27
0020207147 | Support | 9.94
0020207148 | Pump | 268.69
0020207150 | Wiring harness | 41.25
0020207152 | Screw, (x10) | 1.9
0020208829 | Control box | 29.04
0020208830 | Control box | 38.54
0020208831 | Control box | 31.75
0020208832 | Control box | 38.54
0020208833 | Cover | 8.41
0020208834 | Cover | 9.16
0020208835 | Cover | 11.47
0020208836 | Cover | 12.21
0020208837 | Control box | 21.44
0020208838 | Cover | 14.52
0020209058 | Hose | 11.47
0020209059 | Power supply cable | 44.24
0020209334 | Pipe (PA-12) | 16.69
0020209335 | Pipe (PA-12) | 29.04
0020209336 | Elbow | 10.72
0020209337 | Support (thermostat) | 9.94
0020209338 | Elbow (angle PVC) | 12.21
0020209339 | Insulation (heat insulation) | 9.16
0020209340 | Insulation (heat insulation) | 16.69
0020209341 | Connection Piece G3/4 | 6.89
0020209342 | Connector (double) R 3/4 | 7.63
0020209343 | Connection Piece G3/4 | 11.47
0020209344 | Lip seal (DN 47) | 3.05
0020209345 | Cover (incl. seal ring) | 14.52
0020209346 | Wall seal, inside (100-165) | 3.05
0020209347 | Clamp, DN 100 x 48 | 7.58
0020209348 | Lip seal, silicone (DN 60) | 3.05
0020209349 | Lip seal, silicone (DN 80) | 3.05
0020209350 | Cap (white) | 1.15
0020209351 | Plug (DN 14) | 1.9
0020209352 | Wall seal, DN 100 EPDM (ext.) | 5.36
0020209504 | Screw, (x10) | 2.31
0020209505 | Sensor | 145.2
0020209506 | Heat exchanger | 449.17
0020209507 | Heat exchanger | 544.16
0020209508 | Heat exchanger | 607.94
0020209509 | Heat exchanger | 449.17
0020209510 | Heat exchanger | 544.16
0020209511 | Heat exchanger | 607.94
0020209512 | Fan | 202.19
0020209513 | Gas control valve | 175.05
0020209514 | Gas control valve | 175.05
0020209515 | Gas pipe, flexible | 26.19
0020209516 | Gas pipe, flexible | 35.42
0020209517 | Gas pipe | 19.54
0020209518 | Gas pipe | 23.2
0020209519 | Air inlet duct | 47.22
0020209520 | Air inlet duct | 44.24
0020209521 | Casing panels, front (exclusive) | 160.13
0020209522 | Casing panels, front (exclusive) | 202.19
0020209523 | Handle | 26.19
0020209524 | Pump | 325.68
0020209525 | Bypass, tank | 18.18
0020209526 | Burner | 64.32
0020209527 | Flange, connection storage | 5.36
0020209528 | Diverter valve | 108.56
0020209529 | Sensor, pressure difference | 90.92
0020209530 | O-ring, (x10) | 7.63
0020209531 | Clip, (x10) | 7.63
0020209532 | Wiring harness | 38.54
0020209533 | Wiring harness | 38.54
0020209540 | Wiring harness | 41.25
0020209541 | Support, VR900 (with power supply) | 153.34
0020209543 | Heat exchanger | 514.3
0020209544 | Heat exchanger | 544.16
0020209545 | Heat exchanger | 544.16
0020209546 | Heat exchanger | 607.94
0020209547 | Heat exchanger | 607.94
0020209548 | Heat exchanger | 689.36
0020209549 | Heat exchanger | 689.36
0020209698 | Burner rail | 21.44
0020209699 | Burner rail | 21.44
0020209700 | Thermocouple | 55.09
0020209701 | Thermocouple | 55.09
0020209702 | Sensor with cable | 13.71
0020209703 | Sensor with cable | 13.71
0020209922 | Ventilation group | 917.33
0020209947 | Wiring harness, reset (without limiter) | 7.63
0020209948 | Wiring harness, reset (without limiter) | 8.41
0020209949 | Wiring harness, reset (without limiter) | 6.89
0020209950 | Wiring harness, reset (without limiter) | 8.41
0020209986 | Support | 115.35
0020209987 | Support | 38.54
0020209988 | Cover plate | 94.99
0020209989 | Cover plate | 44.24
0020209990 | Flange, with anode | 223.91
0020209991 | Flange, with anode | 325.68
0020209992 | Flange, with anode | 202.19
0020209993 | Flange gasket | 18.18
0020209994 | Flange gasket | 18.18
0020209995 | Flange seal | 10.72
0020209996 | Heating element, 1800 W | 188.62
0020209997 | Heating element, 2100 W (200 L) | 223.91
0020209998 | Heating element, 2400 W | 223.91
0020209999 | Heating element, 3000 W (300 L) | 253.76
0020210000 | Fastening kit, heating element | 12.99
0020210001 | Fastening kit, heating element | 14.52
0020210002 | Fastening kit, heating element | 12.99
0020210003 | PCB, 400 V 3ph | 188.62
0020210004 | PCB, 230 V 1ph | 122.13
0020210005 | PCB | 108.56
0020210006 | Temperature limiter, 65 degrees | 69.21
0020210007 | Temperature limiter, 85 degrees | 115.35
0020210008 | Thermostat, 230 V | 297.18
0020210009 | Thermostat, 400 V | 297.18
0020210010 | Sleeve | 31.75
0020210011 | Power supply cable | 38.54
0020210051 | Water deficiency valve, GZ 350 | 18.18
0020210052 | Gas control valve, 3P | 86.85
0020210053 | Gas control valve, GZ 350 | 108.56
0020210054 | Gas control valve, 3P | 86.85
0020210055 | Water deficiency valve, GZ 350 | 12.21
0020210117 | Plug | 1.15
0020210118 | Cover | 7.63
0020210119 | Support | 19.54
0020210120 | Badge, blank | 1.9
0020210121 | Cable | 8.41
0020210122 | Support | 18.18
0020210123 | Wiring harness | 41.25
0020210127 | Screw, (x10) | 1.9
0020210128 | Protection plate | 6.89
0020210129 | Gas pipe | 35.42
0020210130 | Name badge | 3.87
0020210134 | Protection plate | 6.89
0020210135 | Insert, (kit) | 23.2
0020210136 | Pressure safeguard | 26.19
0020210138 | Cable | 8.41
0020210139 | Cable, pump | 7.63
0020210140 | Cable | 8.41
0020210141 | Wiring harness, combi | 12.99
0020210166 | Cable, bridge TCO | 3.87
0020210167 | Cable | 3.87
0020210168 | Cable | 3.87
0020210169 | Cable | 3.87
0020210174 | Hanging bracket | 8.41
0020210200 | Wiring harness, with coding resistor | 38.54
0020210201 | Wiring harness | 31.75
0020210202 | Wiring harness, with coding resistor | 38.54
0020210203 | Wiring harness | 31.75
0020210204 | Wiring harness, with coding resistor | 38.54
0020210205 | Wiring harness | 31.75
0020210206 | Wiring harness, with coding resistor | 38.54
0020210207 | Wiring harness | 31.75
0020210208 | Wiring harness, with coding resistor | 21.44
0020210209 | Wiring harness, with coding resistor | 21.44
0020210211 | Sensor | 12.99
0020210212 | O-ring, (x10) | 1.53
0020210266 | Electrode (sensing) 49mm | 14.52
0020210267 | Heat exchanger | 283.61
0020210268 | Heat exchanger | 325.68
0020210285 | Connection | 35.42
0020210287 | Gasket | 9.16
0020210292 | Support | 4.58
0020210294 | Screw, (x10) | 3.87
0020210299 | Front panel | 115.35
0020210301 | Automatic air vent | 160.13
0020210302 | Nipple | 86.85
0020210303 | Support, expansion vessel | 3.87
0020210347 | Support, expansion vessel | 3.87
0020210353 | Seal kit, shaft seals ventilator side | 69.21
0020210354 | Seal kit, shaft seals generator side | 238.83
0020210355 | Seal kit, shaft seals ventilator side S1 | 77.35
0020210411 | Plug | 4.58
0020210412 | Plug | 3.05
0020210413 | Wiring harness | 5.36
0020210464 | Heat exchanger | 514.3
0020210510 | Cable | 2.31
0020210533 | Clock | 59.44
0020210548 | Screw, (x10) | 3.87
0020210615 | Control box back | 29.04
0020210616 | Control box | 14.52
0020210617 | Cover | 18.18
0020210618 | Plug | 5.36
0020210619 | Catalyst, oxidation AP-70-019-3 | 1450.63
0020210620 | Printed circuit board, OMU | 238.83
0020210623 | Front panel, bottom | 175.05
0020210624 | Insulation, brine circuit, kit | 108.56
0020210625 | Insulation, sound reduction floor | 14.52
0020210627 | Sensor, temp, PT100 ext., 5m f. LTI | 59.44
0020210628 | Expansion vessel | 90.92
0020210631 | Expansion valve, electronic, ETS 6-08 | 94.99
0020210632 | Expansion valve, electronic,, ETS 6-10 | 59.44
0020210633 | Expansion valve, electronic, ETS 6-14 | 64.32
0020210634 | Expansion valve, electronic, ETS 6-18 | 69.21
0020210635 | Expansion valve, electronic, ETS 6-25 | 86.85
0020210636 | Name badge | 9.94
0020210637 | Capacitor, Start | 47.22
0020210638 | Housing, back | 35.42
0020210639 | Front panel | 94.99
0020210640 | Front panel | 55.09
0020210641 | Valve | 238.83
0020210643 | Housing | 137.06
0020210644 | Housing, display | 47.22
0020210645 | Housing | 253.76
0020210646 | Cover, ODU junction box | 35.42
0020210647 | Insulation, sound, compressor 5kW | 122.13
0020210648 | Insulation | 130.27
0020210649 | Insulation | 145.2
0020210650 | Fastening kit, compressor | 175.05
0020210651 | Earth cable | 6.07
0020210652 | Wiring harness | 19.54
0020210653 | Wiring harness | 12.99
0020210654 | Wiring harness | 18.18
0020210655 | Wiring harness | 137.06
0020210656 | Wiring harness | 9.94
0020210657 | Wiring harness | 12.99
0020210658 | Wiring harness | 10.72
0020210659 | Wiring harness | 21.44
0020210660 | Wiring harness | 35.42
0020210661 | Flap | 122.13
0020210662 | Compressor | 1222.66
0020210663 | Compressor | 1376
0020210664 | Compressor | 1527.98
0020210665 | Compressor | 1764.1
0020210666 | Compressor | 2069.43
0020210667 | Compressor | 1184.66
0020210668 | Compressor | 1338
0020210669 | Compressor | 1450.63
0020210670 | PCB, ICL 400V | 607.94
0020210671 | PCB, ICL 230V | 650
0020210672 | Coil | 35.42
0020210673 | Coil | 41.25
0020210674 | Pump | 360.96
0020210675 | Damper, (x4) | 26.19
0020210676 | Display | 55.09
0020210677 | Side panel, left | 360.96
0020210678 | Side panel, right | 360.96
0020210679 | Side panel | 283.61
0020210680 | Side panel | 283.61
0020210681 | Front panel | 59.44
0020210683 | Sensor, harness air (IN) | 29.04
0020210684 | Tank | 2555.23
0020210685 | Switch, high temperature | 50.48
0020210686 | Temperature limiter, BUH | 82.78
0020210687 | Temperature limiter, ODU | 44.24
0020210688 | Wiring harness, capacitors | 18.18
0020210689 | Heat exchanger | 108.56
0020210690 | Heat exchanger | 145.2
0020210691 | Heat exchanger | 803.34
0020210692 | Heat exchanger | 1298.65
0020210693 | Heating element | 392.17
0020210694 | Wiring harness, compressor, 5-8 kW | 26.19
0020210695 | Wiring harness, compressor, 11-19 kW | 26.19
0020210696 | Switch | 50.48
0020210697 | Sensor, high pressure | 77.35
0020210698 | Sensor, low pressure | 77.35
0020210710 | Tube,30L | 6.07
0020210711 | Tube,35L | 7.63
0020210712 | Tube,50L | 8.41
0020210713 | Tube,75L | 10.72
0020210714 | Tube,100L | 12.21
0020210715 | Tube,120L | 13.71
0020210716 | Tube,150L | 19.54
0020210717 | Flange | 69.21
0020210718 | Flange | 90.92
0020210719 | Flange | 101.78
0020210720 | Anode | 26.19
0020210721 | Anode | 31.75
0020210722 | Anode | 44.24
0020210723 | Gasket | 3.87
0020210724 | Flange gasket | 9.94
0020210725 | Screw, (x10) | 7.63
0020210726 | Heating element,800W L 325 | 29.04
0020210727 | Heating element,1200 W L 400 | 35.42
0020210728 | Plug | 3.87
0020210729 | Screw, (x5) | 4.58
0020210730 | Screw, (x10) | 7.63
0020210731 | Power supply cable | 12.99
0020210732 | Power supply cable | 16.69
0020210733 | Nipple (reducing) | 8.41
0020210734 | Sensor | 41.25
0020210735 | Nut, (x10) | 1.15
0020210736 | Washer, (x10) | 1.15
0020210737 | Sensor | 18.18
0020210738 | Electronics | 188.62
0020210739 | Cover | 11.47
0020210740 | Cover | 16.69
0020210741 | Knob | 2.68
0020210742 | Cover | 47.22
0020210744 | Cable | 21.44
0020210745 | Cable | 18.18
0020210746 | Screw, (x10) | 7.63
0020210747 | Screw, (x10) | 7.63
0020210748 | Tube | 6.07
0020210749 | Tube | 7.63
0020210750 | Tube | 9.16
0020210751 | Tube,80L | 10.72
0020210752 | Tube,100L | 12.21
0020210753 | Tube,120L | 13.71
0020210754 | Tube | 21.44
0020210755 | Flange | 69.21
0020210756 | Flange | 90.92
0020210757 | Flange | 101.78
0020210758 | Anode | 26.19
0020210759 | Anode | 35.42
0020210760 | Anode | 44.24
0020210761 | Sealing ring | 4.58
0020210762 | Flange gasket | 11.47
0020210763 | Screw, (x10) | 7.63
0020210764 | Heating element | 29.04
0020210765 | Heating element | 35.42
0020210766 | Stopper | 3.87
0020210767 | Screw, (x5) | 4.58
0020210768 | Screw, (x10) | 7.63
0020210769 | Cable | 12.99
0020210770 | Cable | 16.69
0020210771 | Connector (electrical) | 8.41
0020210772 | Sensor | 41.25
0020210773 | Nut, (x10) | 1.15
0020210774 | Blocking disc | 1.15
0020210775 | Sensor | 18.18
0020210776 | Electronics | 188.62
0020210777 | Cover | 11.47
0020210778 | Cover | 14.52
0020210779 | Knob | 3.05
0020210780 | Control panel | 44.24
0020210782 | Cable | 19.54
0020210783 | Cable | 19.54
0020210784 | Screw, (x10) | 9.16
0020210785 | Screw, (x10) | 9.16
0020210877 | Hose, Breather tube kit | 153.34
0020210878 | Power supply cable | 238.83
0020211033 | Support, frame, accessory pieces | 90.92
0020211034 | Support, frame, accessory pieces | 90.92
0020211035 | Burner rail | 21.44
0020211080 | Plate, Sustain r | 2.68
0020211081 | Plate, Home r | 3.87
0020211082 | Plate, Ultimate | 1.53
0020211084 | Support, wall | 6.89
0020211085 | Gasket | 4.58
0020211086 | Plate, ecoTEC plus | 6.07
0020211087 | Gasket, (x10) | 2.68
0020211088 | Tube | 12.35
0020211090 | Tube | 18.18
0020211091 | Gas pipe | 26.19
0020211092 | Tube | 19.54
0020211093 | Tube | 18.18
0020211096 | Gas valve | 44.24
0020211097 | Elbow | 7.63
0020211098 | Screw, (x10) | 3.87
0020211099 | Gas isolation valve | 47.22
0020211100 | Gas pipe | 11.47
0020211101 | Gas pipe | 14.52
0020211107 | Compression fitting, G 1/2 D15 | 6.89
0020211379 | Screw, (x10) | 3.05
0020211380 | Gasket, (x10) | 2.31
0020211381 | Sensor, NTC | 5.36
0020211441 | Tube | 9.16
0020211442 | Gas pipe | 9.16
0020211443 | Tube | 11.47
0020211444 | Service valve, CH | 35.42
0020211445 | Service valve, DHW | 38.54
0020211446 | Tube | 11.47
0020211447 | Tube | 9.94
0020211448 | Cable, power supply | 10.72
0020211449 | Hose | 6.07
0020211450 | Hose | 6.89
0020211451 | Service valve, CH | 38.54
0020211452 | Service valve, DHW | 38.54
0020211453 | Pump | 514.3
0020211454 | Pump | 572.65
0020211455 | Pump | 544.16
0020211456 | Pump | 689.36
0020211460 | Pump, upgrade to high efficiency pump | 360.96
0020211461 | Flue pipe | 23.2
0020211511 | Hose (kit) | 3.87
0020211526 | Screw, (x10) | 2.68
0020211552 | Fuse, (x10) | 8.41
0020211582 | Burner | 35.42
0020211583 | Deflector | 21.44
0020211584 | Burner rail | 35.42
0020211585 | Combustion chamber cover | 18.18
0020211586 | Combustion chamber | 35.42
0020211587 | Flue restrictor, (x10) | 7.63
0020211588 | Pressure safeguard | 21.91
0020211590 | Draught diverter | 94.99
0020211591 | Flue sensor | 44.24
0020211592 | Deflector | 13.71
0020211593 | Burner rail | 29.04
0020211594 | Burner rail | 26.19
0020211595 | Screw, (x10) | 1.9
0020211596 | Gas pipe | 16.69
0020211597 | Gas pipe | 13.71
0020211598 | Gas pipe | 15.33
0020211599 | Gas pipe | 29.04
0020211600 | Gas pipe | 38.54
0020211601 | Gas pipe | 29.04
0020211602 | Combustion chamber cover | 19.54
0020211603 | Combustion chamber | 35.42
0020211604 | Flue gas collector | 41.25
0020211605 | Flue gas collector | 38.54
0020211606 | Fan | 64.32
0020211607 | Pitot tube | 8.41
0020211608 | Flue restrictor 35mm | 3.05
0020211609 | Flue restrictor 42mm | 3.05
0020211610 | Flue restrictor 44mm | 3.05
0020211611 | Hose (kit) | 3.87
0020211612 | Cover | 35.42
0020211613 | Gasket, (x2) | 8.41
0020211614 | Front panel | 69.21
0020211615 | Side panel | 44.24
0020211616 | Seal kit | 13.71
0020211617 | Insert | 6.07
0020211618 | Support | 6.07
0020211619 | Support | 9.16
0020211620 | Flexible tube | 16.69
0020211621 | Tube | 11.47
0020211622 | Tube | 16.69
0020211623 | Tube | 18.18
0020211624 | Tube | 18.18
0020211625 | Tube | 18.18
0020211626 | Tube | 16.69
0020211627 | Tube | 16.69
0020211628 | Tube | 16.69
0020211629 | Tube | 15.33
0020211630 | Tube | 19.54
0020211631 | Tube | 13.71
0020211632 | Tube | 19.54
0020211633 | Casing, front | 38.54
0020211634 | Spacer | 4.58
0020211635 | Back panel | 13.71
0020211636 | Hinge, (x2) | 2.68
0020211637 | Support | 4.58
0020211638 | Cable | 14.52
0020211639 | Cable | 10.72
0020211640 | Earth cable | 2.68
0020211641 | Cable | 9.94
0020211642 | Wiring harness | 23.2
0020211643 | Wiring harness | 38.54
0020211644 | Wiring harness | 38.54
0020211645 | Wiring harness | 26.19
0020211646 | Wiring harness, gas valve assy | 38.54
0020211647 | Heat exchanger | 202.19
0020211648 | Burner rail | 47.22
0020211651 | Adapter | 10.72
0020211662 | Nipple 1/2 | 7.63
0020211663 | Nipple 1/2 | 6.07
0020211670 | Remote control | 77.35
0020211671 | Conversion kit to G30/G31 | 35.42
0020211672 | Conversion kit to G30/G31 | 31.75
0020211673 | Conversion kit to G30/G31 | 31.75
0020211674 | Conversion kit to G20 | 29.04
0020211675 | Conversion kit to G20/G25.1 | 29.04
0020211676 | Conversion kit to G2.350 | 29.04
0020211677 | Conversion kit to G27 | 23.2
0020211682 | Heat exchanger | 223.91
0020211684 | Gas governor | 41.25
0020211685 | Connector (double) | 10.72
0020211854 | Adapter (water pressure sensor) | 5.36
0020211895 | Burner | 64.32
0020211896 | Burner | 69.21
0020211897 | Burner | 77.35
0020211899 | Spark generator | 12.21
0020211900 | Heat exchanger | 283.61
0020211901 | Flue gas collector | 38.54
0020211902 | Flue gas collector | 38.54
0020211903 | Flue gas collector | 38.54
0020211905 | Pressure safeguard | 26.19
0020211906 | Hose | 2.31
0020211907 | Connection | 26.19
0020211908 | Switch | 4.58
0020211909 | Sensor | 4.58
0020211912 | Washer, (x5) | 1.9
0020211913 | Cable | 12.99
0020211914 | Cable | 14.52
0020211915 | Wiring harness | 18.18
0020211916 | Flexible tube | 15.33
0020211917 | Adapter | 9.16
0020211922 | Connection | 13.71
0020211923 | Connection | 7.63
0020211926 | Screw, (x10) | 3.05
0020211927 | Wiring harness | 10.72
0020211930 | Connection | 29.04
0020211932 | Conversion kit NG to LPG | 35.42
0020211933 | Conversion kit LPG to NG | 35.42
0020211934 | Conversion kit NG to LPG | 38.54
0020211935 | Conversion kit LPG to NG | 38.54
0020211936 | Conversion kit NG to LPG | 44.24
0020211937 | Conversion kit LPG to NG | 44.24
0020211939 | Burner rail | 35.42
0020211941 | Harness, combi | 19.54
0020211942 | Heat exchanger, 12 plates | 77.35
0020211943 | Pipe, flow sensor | 41.25
0020211944 | Tube, pump-SHE | 9.94
0020211945 | Impeller sensor | 31.75
0020211946 | Wiring harness | 9.16
0020211947 | Housing, pump | 82.78
0020211948 | Wiring harness, 3WV | 9.16
0020211949 | Tap drain piece R-SD | 9.16
0020212541 | Tube | 29.04
0020212571 | Filling cock | 16.69
0020212572 | Filling cock | 21.44
0020212576 | Insulation, side panel | 12.99
0020212577 | Gasket, side panel | 8.41
0020212578 | Gasket, side panel | 8.41
0020212641 | Gasket, front panel | 2.31
0020212642 | Gasket, front panel | 8.41
0020212643 | Gasket, front panel | 2.31
0020212644 | Gasket, front panel | 8.41
0020212645 | Gasket, front panel | 2.31
0020212646 | Name badge, (x10) Saunier Duval | 26.19
0020212647 | Name badge, (x10) Bulex | 26.19
0020212648 | Name badge, (x10) GW | 38.54
0020212649 | Name badge, (x10) Protherm | 26.19
0020212650 | Name badge, (x10) HSD | 26.19
0020212651 | Name badge, (x10) Heatline | 77.35
0020212701 | Adapter | 12.21
0020212704 | Name badge, Essential | 16.69
0020212705 | Name badge, Easicom | 16.69
0020212706 | Name badge, Home | 50.48
0020212707 | Name badge, Ultimate | 23.2
0020212708 | Name badge, Capriz | 16.69
0020212709 | Name badge, Monza | 16.69
0020212869 | Flexicom vent kit | 10.72
0020212927 | Front panel | 90.92
0020212928 | Front panel | 50.48
0020212929 | Front panel | 86.85
0020212954 | Side panel | 82.78
0020212955 | Side panel | 82.78
0020212989 | Transformer | 26.19
0020213097 | Resistor | 2.68
0020213099 | Screw, pump (x4) | 4.58
0020213100 | Gasket, (x10) | 6.07
0020213101 | Screw, (x10) | 1.9
0020213102 | Nut, (x3) | 1.53
0020213103 | Screw, (x10) | 2.68
0020213104 | O-ring | 3.05
0020213105 | Plug | 3.87
0020213106 | O-ring, (x10) | 2.31
0020213107 | O-ring, (x10) | 1.9
0020213108 | O-ring, (x10) | 3.87
0020213109 | Bypass | 6.89
0020213110 | Plug, pressure sensor | 6.07
0020213111 | Heat exchanger, 12 plates | 77.35
0020213112 | Diverter valve | 41.25
0020213113 | Hydroblock | 10.72
0020213114 | Pressure relief valve | 26.19
0020213115 | Hydroplate, R-DIN outlet | 44.24
0020213116 | Support bracket | 6.89
0020213117 | Nipple, G3/4, DW | 6.07
0020213118 | Pump motor | 449.17
0020213120 | Pump motor | 449.17
0020213121 | Cable | 10.72
0020213122 | Flow sensor | 31.75
0020213123 | Screw, pump (x4) | 8.41
0020213124 | Housing, pump R-DIN | 90.92
0020213125 | Tap drain piece R-DIN | 8.41
0020213126 | Cable | 8.41
0020213127 | O-ring (x10) | 5.36
0020213128 | Screw, (x10) | 1.53
0020213129 | Filter | 4.58
0020213130 | O-ring, (x10) | 2.31
0020213131 | Filter | 1.53
0020213132 | Clip, (x10) | 3.05
0020213133 | O-ring, (x10) | 1.9
0020213134 | O-ring, (x10) | 7.63
0020213135 | Screw, (x10) | 1.53
0020213136 | Automatic air vent | 15.33
0020213137 | Gasket, (x10) | 6.07
0020213138 | Housing, pump | 82.78
0020213139 | Pump motor | 392.17
0020213140 | O-ring | 3.87
0020213141 | Housing, pump R-DIN | 90.92
0020213142 | Automatic air vent | 15.33
0020213143 | Tap drain piece R-DIN | 9.16
0020213144 | Screw, pump, (x4) | 6.07
0020213145 | Hydroblock | 19.54
0020213146 | Diverter valve | 44.24
0020213147 | O-ring, (x10) | 2.31
0020213148 | Screw, (x10) | 2.31
0020213149 | Tube, system outlet | 26.19
0020213151 | O-ring, (x10) | 7.63
0020213152 | Hydroplate, R-DIN outlet | 44.24
0020213153 | Tube, by-pass | 16.69
0020213154 | O-ring, (x10) | 3.87
0020213155 | Tube, system | 16.69
0020213156 | Bracket, fixation | 4.58
0020213157 | Nut, (x3) | 1.53
0020213158 | Screw, (x10) | 3.05
0020213159 | Support bracket | 6.89
0020213160 | O-ring, (x10) | 6.07
0020213161 | Nipple, G3/4 brass, HW | 6.89
0020213162 | Nipple, G3/4, DW | 6.89
0020213163 | Screw, (x10) | 1.9
0020213165 | Front panel, upper part | 69.21
0020213166 | Cable, pump | 8.41
0020213167 | Pump | 153.34
0020213168 | Pump | 175.05
0020213169 | Valve, gas G1/2 x 15 | 19.54
0020213170 | Insert (kit) | 23.2
0020213171 | Fan | 101.78
0020213172 | Pressure safeguard | 26.19
0020213174 | Knob. | 3.8
0020213175 | Harness, system | 18.18
0020213176 | Housing | 64.32
0020213178 | Wiring harness | 19.54
0020213853 | Flange | 90.92
0020213854 | Flange | 94.99
0020213855 | Flange | 101.78
0020213856 | Flange | 90.92
0020213857 | Flange | 94.99
0020213858 | Flange | 101.78
0020213892 | Casing | 253.76
0020213893 | Front panel, combustion chamber | 115.35
0020213894 | Plug | 3.87
0020213895 | Casing | 268.69
0020213896 | Front panel, combustion chamber | 101.78
0020213897 | Control panel, decorative part | 31.75
0020213898 | Side panel | 82.78
0020213899 | Front panel | 153.34
0020213900 | Pressure safeguard | 26.19
0020213901 | Control panel | 29.04
0020213902 | Control box, back panel | 23.2
0020213903 | Display | 47.22
0020213904 | Control panel | 35.42
0020213905 | Control box | 21.44
0020213906 | Gasket, (x10) | 6.07
0020213907 | Wiring harness | 29.04
0020213908 | Wiring harness | 29.04
0020213909 | Wiring harness | 9.16
0020213910 | Burner flange | 137.06
0020213911 | Burner | 31.75
0020213912 | Electrode | 19.54
0020213913 | Fan | 188.62
0020213914 | Gas control valve | 137.06
0020213915 | Spark generator | 14.26
0020213916 | Air inlet duct | 21.44
0020213917 | Burner flange | 153.34
0020213918 | Burner | 35.42
0020213919 | Fan | 238.83
0020213920 | Gasket | 2.68
0020213921 | Gas valve | 130.27
0020213922 | Air inlet duct | 29.04
0020213923 | Siphon | 14.52
0020213924 | Hose | 3.87
0020213925 | Strap | 9.16
0020213927 | Tube, pump | 21.44
0020213928 | Tube | 11.47
0020213929 | Tube | 12.99
0020213930 | Connection | 19.54
0020213931 | Non-return valve | 175.05
0020213932 | Support, balcony | 12.21
0020213933 | Side panel | 86.85
0020213934 | Gasket | 4.58
0020213935 | Support | 8.41
0020213936 | Support | 8.41
0020213937 | Flow limiter, 8L | 5.36
0020213938 | Expansion vessel | 77.35
0020213939 | Hose | 4.58
0020213940 | Strap | 9.94
0020213952 | Cover | 419.31
0020213953 | Casing, upper front | 47.22
0020213954 | Display | 360.96
0020213955 | Casing | 55.09
0020213956 | Casing, bottom front | 130.27
0020213957 | Cover | 650
0020213958 | Washer, (x10) | 19.54
0020213959 | Screw, (x10) | 21.44
0020213960 | Knob | 9.16
0020214110 | Power supply unit | 31.75
0020214111 | Housing, bottom part air filter | 64.32
0020214257 | Knob | 6.89
0020214260 | Spacer | 2.68
0020214261 | Wiring harness | 6.89
0020214262 | Control box | 55.09
0020214263 | Spacer | 3.05
0020214264 | Control box | 38.54
0020214345 | Spacer | 2.68
0020214415 | Casing | 253.76
0020214416 | Cover | 69.21
0020214417 | Cover | 16.69
0020214418 | Wall seal | 5.36
0020214419 | Wall seal | 7.63
0020214420 | Wall seal | 7.63
0020214421 | Wall seal | 7.63
0020214422 | Wall seal | 7.63
0020214423 | Ring | 16.69
0020214424 | Anode | 130.27
0020214425 | Plug | 31.75
0020214426 | Thermometer | 69.21
0020214427 | Foot, (x3) | 38.54
0020214428 | Cover | 13.71
0020214430 | Flange gasket | 9.94
0020214431 | Screw, (x8) | 23.2
0020214433 | Flange | 82.78
0020214438 | Cover | 50.48
0020214439 | Insulation | 6.07
0020214440 | Flange | 12.99
0020214576 | Tube | 12.21
0020214884 | Tube | 13.71
0020214885 | Non-return valve | 2.68
0020214886 | Non-return valve | 3.05
0020214887 | Bolt | 14.52
0020214888 | Bolt | 16.69
0020214889 | Fascia panel | 59.44
0020214890 | Fascia panel | 77.35
0020214891 | Tube (L=207) | 29.04
0020214892 | Tube (L=207) | 38.54
0020214893 | Tube (L=637) | 35.42
0020215122 | Siphon | 16.69
0020215124 | Tube | 21.44
0020215125 | Tube | 9.94
0020215126 | Tube | 12.21
0020215127 | Non-return valve | 160.13
0020215128 | Connection | 21.44
0020215129 | Hose | 6.07
0020215130 | Drain point | 3.87
0020215131 | Gasket | 5.36
0020215132 | Screw, (x10) | 3.87
0020215133 | Sealing ring, (x10) | 6.89
0020215134 | Support, balcony | 10.72
0020215135 | Front panel | 175.05
0020215136 | Front panel, upper part | 77.35
0020216291 | Wiring harness, 24V | 137.06
0020216292 | Wiring harness, 24V | 137.06
0020216294 | Wiring harness | 23.2
0020216295 | Wiring harness | 12.21
0020216296 | Housing front (plus) | 47.22
0020216297 | Non-return valve | 44.24
0020216299 | Support | 8.41
0020216300 | Housing front (pro) | 44.24
0020216301 | Cable | 8.41
0020216302 | Insulation | 6.07
0020216303 | Cover | 14.52
0020216396 | Wiring harness, G20 | 69.21
0020216638 | PCB, 230 V 3ph | 188.62
0020216639 | Heating element, 1800W 230V 3ph | 297.18
0020216640 | Heating element, 2100-2400W 230V 3ph | 297.18
0020216641 | Heating element, 3000W 230V 3ph | 392.17
0020216791 | Fastening kit | 35.42
0020216792 | Fastening kit | 35.42
0020216793 | Fastening kit | 23.2
0020216794 | Seal kit | 3.87
0020216795 | Seal kit | 1.9
0020216817 | Gasket, (x10) | 2.31
0020216836 | Heating element, 1200W | 77.35
0020216837 | Heating element, 1800W | 77.35
0020216838 | Heating element, 1800W | 55.09
0020216839 | Control | 392.17
0020216840 | Cover plate | 82.78
0020216841 | Cover plate | 35.42
0020216847 | Fan | 175.05
0020216940 | Cover | 38.54
0020216941 | Fuse, (x5) | 6.07
0020216942 | Cover | 38.54
0020216966 | Draught diverter | 82.78
0020216967 | Draught diverter | 64.32
0020216968 | Draught diverter | 64.32
0020216969 | Insert | 3.05
0020216970 | Insert | 3.87
0020216971 | Compression fitting | 8.57
0020216972 | Flap (kit) | 10.48
0020216974 | Insulation plate | 8.41
0020216975 | Insert | 7.63
0020216988 | Insert | 4.58
0020216990 | Sealing ring silicone (DN 60) | 6.89
0020216991 | Gasket | 6.07
0020216992 | Screw, (x10) | 9.16
0020216993 | Screw, (x10) | 5.36
0020216994 | Combustion chamber cover | 26.19
0020216995 | Combustion chamber cover | 26.19
0020216996 | Insulation | 8.41
0020216997 | Spacer | 2.68
0020217272 | Plastic console | 77.35
0020217273 | Tube | 18.18
0020217274 | Tube | 16.69
0020217275 | Wiring harness, pneumatic | 23.2
0020217276 | Wiring harness | 38.54
0020217277 | Wiring harness | 55.09
0020217278 | Wiring harness | 77.35
0020217279 | Siphon | 15.33
0020217280 | Tube | 12.21
0020217281 | Hose | 11.47
0020217283 | Wiring harness, SD Elga GN | 38.54
0020217284 | Tube | 16.69
0020217285 | Tube | 16.69
0020217286 | Hose | 3.87
0020217287 | Tube | 9.94
0020217362 | Tube, hose connector | 59.44
0020217363 | Support | 15.33
0020217364 | Filter, oil separator | 101.78
0020217365 | Hose | 29.04
0020217366 | Hose | 9.94
0020217420 | Gas pipe, bottom | 21.44
0020217454 | Grommet for pipe | 1.9
0020217544 | Flange | 77.35
0020217545 | Service valve | 20.16
0020217546 | Front panel | 137.06
0020217547 | Compression fitting, 1/2G, (x2) | 12.99
0020217548 | Compression fitting, 3/4G, (x2) | 18.18
0020217549 | Service valve | 12.99
0020217712 | Rope seal | 31.75
0020217713 | Ash box | 145.2
0020217714 | Handle | 38.54
0020217715 | Handle | 101.78
0020217716 | Ash box | 153.34
0020217717 | Rope seal | 35.42
0020217718 | Turbulator | 724.64
0020217719 | Turbulator | 480.38
0020217720 | Lever, kit | 122.13
0020217721 | Lever, kit | 86.85
0020217722 | Insulation | 77.35
0020217723 | Rope seal | 55.09
0020217724 | Pellet channel | 175.05
0020217725 | Pellet channel | 175.05
0020217726 | Cover | 14.52
0020217727 | Plate | 480.38
0020217728 | Grid-cleaning rake | 175.05
0020217729 | Burner (kit) | 917.33
0020217730 | Door | 188.62
0020217731 | Door | 175.05
0020217732 | Handle | 35.42
0020217733 | Gasket | 55.09
0020217734 | Primary air screen | 8.41
0020217735 | Support | 11.47
0020217736 | Support | 21.44
0020217737 | Lever, kit | 153.34
0020217738 | Burner grid | 145.2
0020217739 | Insulation, kit | 238.83
0020217740 | Insulation | 9.94
0020217741 | Gasket | 16.69
0020217742 | Gasket | 13.71
0020217743 | Gasket | 29.04
0020217744 | Gasket | 9.16
0020217745 | Gasket | 18.18
0020217746 | Rope seal | 69.21
0020217747 | Rope seal | 55.09
0020217748 | Insulation | 21.44
0020217749 | Spindle | 325.68
0020217750 | Gasket, PTFE 7mm x 2,5mm x 25m | 29.04
0020217751 | Fan | 1376
0020217752 | Fastening kit | 137.06
0020217753 | Gasket | 47.22
0020217754 | Gasket | 77.35
0020217755 | Side panel | 392.17
0020217756 | Side panel | 449.17
0020217757 | Side panel | 544.16
0020217758 | Side panel | 360.96
0020217759 | Side panel | 392.17
0020217760 | Side panel | 419.31
0020217761 | Side panel | 392.17
0020217762 | Side panel | 392.17
0020217763 | Side panel | 419.31
0020217764 | Cover | 223.91
0020217765 | Cover | 238.83
0020217766 | Cover | 360.96
0020217767 | Front panel | 392.17
0020217768 | Front panel | 392.17
0020217769 | Front panel | 449.17
0020217770 | Door | 253.76
0020217771 | Door | 268.69
0020217772 | Back panel | 238.83
0020217773 | Back panel | 69.21
0020217774 | Support, top | 14.52
0020217775 | Support, bottom | 14.52
0020217776 | Motor | 993.32
0020217778 | Switch, motor protection switch | 419.31
0020217779 | Gasket | 6.07
0020217780 | Fan | 956.69
0020217781 | Cable | 55.09
0020217782 | Heating element | 175.05
0020217783 | Sensor | 59.44
0020217784 | Fastening kit | 41.25
0020217785 | Display | 2130.49
0020217786 | Bush | 29.04
0020217787 | Fuse, 0,63 A T, (x10) | 44.24
0020217788 | Wiring harness | 1298.65
0020217789 | Wiring harness | 1298.65
0020217790 | Cover | 283.61
0020217791 | Cover plate | 29.04
0020217792 | Adapter | 82.78
0020217793 | Spindle | 360.96
0020217796 | Gasket | 55.09
0020217797 | Gasket | 29.04
0020217798 | Gasket | 29.04
0020217799 | Gasket | 31.75
0020217800 | Gasket | 26.19
0020217801 | Hinge, (x2) | 44.24
0020217802 | Cover | 392.17
0020217803 | Spindle | 108.56
0020217804 | Cover | 6.89
0020217805 | Gasket | 31.75
0020217806 | Cover | 86.85
0020217807 | Cover plate | 8.41
0020217808 | Slide valve | 14.52
0020217809 | Hinge | 59.44
0020217810 | Relay | 188.62
0020217811 | Base | 26.19
0020217812 | Bush | 38.54
0020217813 | Connection | 153.34
0020217814 | Capacitor | 77.35
0020217815 | Fastening kit | 29.04
0020217816 | Spindle | 202.19
0020217818 | Mixing valve | 145.2
0020217819 | Mixing valve | 145.2
0020217820 | Motor | 160.13
0020217821 | Valve | 82.78
0020217862 | Valve | 90.92
0020217863 | Non-return valve | 101.78
0020217864 | Non-return valve | 137.06
0020217865 | Pump | 419.31
0020217866 | Pump | 1260.65
0020217867 | Gasket, (x10) | 31.75
0020217868 | Gasket, (x10) | 31.75
0020217869 | Gasket, (x10) | 19.54
0020217870 | Valve, thermostatic valve | 188.62
0020217871 | Heat exchanger | 360.96
0020218125 | Wall seal DN 104 | 3.05
0020218126 | Wall seal DN 80 | 3.87
0020218127 | Wall seal DN 80 | 5.36
0020218128 | Condensate drain | 44.24
0020218129 | Siphon | 77.35
0020218130 | Lip seal (DN 47) | 3.87
0020218131 | Cover (incl. seal ring) | 16.69
0020218132 | Wall seal, inside (100-165) | 3.87
0020218133 | Lip seal, silicone (DN 60) | 3.87
0020218134 | Lip seal, silicone (DN 80) | 3.87
0020218148 | Tube (L=637) | 38.54
0020218149 | Valve | 101.78
0020218150 | Motor | 94.99
0020218151 | Motor | 101.78
0020218152 | Heating element | 419.31
0020218153 | Heating element | 724.64
0020218154 | Tube | 19.54
0020218155 | Tube | 19.54
0020218156 | Tube (L=554) | 31.75
0020218157 | Tube (L=554) | 44.24
0020218158 | Foot | 2.68
0020218159 | Cable C1C2 | 18.18
0020218160 | Cable C1C2 | 18.18
0020218161 | Foot | 19.54
0020218162 | Foot | 23.2
0020218163 | Casing | 360.96
0020218164 | Casing | 360.96
0020218165 | Bolt | 2.68
0020218166 | Bolt | 5.36
0020218167 | Cover | 3.87
0020218168 | Cap (white) | 1.53
0020218169 | Plug (DN 14) | 1.9
0020218170 | Clamp (100 x 48) | 6.07
0020218171 | Wall seal DN 100 EPDM | 6.07
0020218173 | Wall seal DN 104 | 3.87
0020218174 | Wall seal DN 80 | 4.58
0020218175 | Wall seal DN 80 | 5.36
0020218176 | Condensate drain | 50.48
0020218177 | Siphon | 86.85
0020218178 | Cover | 3.87
0020218179 | Cover | 4.58
0020218180 | Cover | 4.58
0020218181 | Tube | 6.07
0020218182 | Temperature limiter | 35.42
0020218183 | Temperature limiter | 31.75
0020218184 | Tube | 9.16
0020218185 | Cover | 77.35
0020218186 | Cover | 101.78
0020218187 | Tube | 3.87
0020218188 | Tube | 3.87
0020218189 | Tube | 35.42
0020218190 | Tube | 47.22
0020218191 | Tube | 35.42
0020218192 | Tube | 50.48
0020218193 | Support | 7.63
0020218194 | Support | 9.94
0020218195 | T-connector | 50.48
0020218196 | T-connector | 44.24
0020218201 | Switch | 59.44
0020218202 | Switch | 59.44
0020218203 | Support | 21.44
0020218204 | Insulation | 153.34
0020218205 | Insulation | 188.62
0020218206 | Screw, cpl. | 2.68
0020218207 | Screw | 2.31
0020218208 | Anode | 55.09
0020218209 | Anode | 55.09
0020218212 | PCB | 253.76
0020218213 | PCB | 253.76
0020218214 | Housing | 41.25
0020218215 | Housing | 50.48
0020218216 | Frame | 77.35
0020218217 | Frame | 86.85
0020218218 | Adapter | 19.54
0020218219 | Support | 6.89
0020218220 | Support | 6.89
0020218221 | Clip | 3.05
0020218222 | Clip | 3.05
0020218223 | Display | 101.78
0020218224 | Display | 101.78
0020218225 | Adapter | 11.47
0020218226 | Adapter | 10.72
0020218227 | Adapter | 13.71
0020218228 | Adapter | 15.33
0020218229 | T-connector | 31.75
0020218230 | T-connector | 35.42
0020218231 | Wiring harness | 23.2
0020218232 | Wiring harness | 29.04
0020218233 | Wiring harness, Drainback | 31.75
0020218234 | Wiring harness, Drainback | 38.54
0020218236 | Wiring harness | 31.75
0020218237 | Housing | 35.42
0020218238 | Housing | 19.54
0020218239 | Adapter | 19.54
0020218241 | Knob | 5.36
0020218242 | Pump | 283.61
0020218243 | Pump | 360.96
0020218244 | Cable | 16.69
0020218245 | Cable | 21.44
0020218247 | Seal kit, Electrode-maintenance kit II | 44.24
0020218289 | Wiring harness | 6.07
0020218646 | Conversion kit E/H/Lw/S <-> P/LPG | 10.72
0020218678 | Capacitor, compressor + clamp | 7.63
0020218680 | Capacitor, fan + fix | 13.71
0020218787 | Gas pipe (bottom) | 19.54
0020218789 | Casing parts, front (Limited Edition) | 480.38
0020218790 | Screw, (x10) | 4.58
0020218791 | Gas pipe (bottom) | 19.54
0020218792 | Sealing ring, (x10) | 12.99
0020218793 | Gasket | 2.31
0020218794 | Cable, pump (power supply) | 9.94
0020218800 | Conversion kit, G31-> G20 | 153.34
0020218970 | Screw, (x10) | 8.41
0020218972 | Tube | 13.71
0020218973 | Tube | 12.99
0020218975 | Hose | 9.94
0020218976 | Hose | 9.94
0020219207 | PCB | 223.91
0020219490 | Conversion kit, G20 -> G31 | 253.76
0020219515 | Cover, AI | 3.87
0020219774 | Hose | 6.07
0020219850 | Pump motor, UP15-50 3sp | 223.91
0020219851 | Pump motor, UP15-60 3sp | 223.91
0020219860 | Cover | 64.32
0020219861 | Insulation | 90.92
0020219931 | Adapter, antenna cable | 64.32
0020219949 | Gas control valve, 3P | 160.13
0020219950 | Gas control valve, 3P | 160.13
0020219952 | Water deficiency valve, 3P | 18.18
0020219953 | Water deficiency valve, 3P | 18.18
0020220371 | Burner rail | 35.42
0020220372 | Burner rail | 38.54
0020220373 | Burner rail | 44.24
0020220377 | Burner | 59.44
0020220378 | Burner | 64.32
0020220379 | Burner | 77.35
0020220380 | Electrode (sensing) 49mm | 11.47
0020220382 | Gasket | 13.71
0020220383 | Gasket | 13.71
0020220384 | Gasket | 13.71
0020220385 | Heat exchanger | 223.91
0020220386 | Heat exchanger | 238.83
0020220387 | Heat exchanger | 283.61
0020220388 | Thermostat | 6.89
0020220389 | Fuse | 16.69
0020220390 | Flue gas collector | 31.75
0020220391 | Flue gas collector | 31.75
0020220392 | Flue gas collector | 35.42
0020220393 | Gasket | 13.71
0020220394 | Gasket | 13.71
0020220395 | Gasket | 13.71
0020220396 | Front panel | 59.44
0020220397 | Front panel | 47.22
0020220398 | Gasket | 18.18
0020220399 | Gasket | 19.54
0020220400 | Name badge | 8.41
0020220402 | Pressure safeguard | 31.75
0020220403 | Hose | 4.58
0020220404 | Connection | 38.54
0020220405 | Gas valve | 101.78
0020220406 | Connection | 31.75
0020220407 | Valve | 41.25
0020220408 | Sensor | 10.72
0020220409 | Connection | 44.24
0020220410 | Filter | 3.87
0020220411 | Sensor, NTC | 18.18
0020220412 | Switch | 6.89
0020220413 | Sensor | 8.41
0020220414 | Cover plate | 23.2
0020220415 | Gasket | 4.58
0020220417 | Control box | 23.2
0020220419 | Cable | 18.18
0020220420 | Wiring harness | 21.44
0020220421 | Wiring harness | 6.89
0020220422 | Clip, (x10) | 9.16
0020220423 | Clip, (x10) | 18.18
0020220424 | Clip, (x10) | 18.18
0020220425 | Clip, (x10) | 5.36
0020220426 | Support | 8.41
0020220427 | Support, for electrode, (x2) | 10.72
0020220428 | Seal kit | 3.87
0020220429 | Clip, (x10) | 16.69
0020220430 | O-ring, (x10) | 5.36
0020220431 | O-ring, (x10) | 6.07
0020220432 | O-ring, (x10) | 5.36
0020220433 | O-ring, (x10) | 6.89
0020220434 | O-ring, (x10) | 6.07
0020220435 | Screw, (x10) | 3.87
0020220437 | Screw, (x10) | 5.36
0020220438 | Screw, (x10) | 3.87
0020220439 | Flexible tube | 19.54
0020220440 | Adapter | 11.47
0020220441 | Washer, (x5) | 3.87
0020220461 | Burner | 64.32
0020220462 | Burner | 69.21
0020220463 | Burner | 77.35
0020220464 | Pressure safeguard | 26.19
0020220465 | Burner | 59.44
0020220466 | Burner | 69.21
0020220467 | Burner | 77.35
0020220468 | Pressure safeguard | 31.75
0020220469 | Burner rail | 38.54
0020220470 | Burner rail | 44.24
0020220481 | Carbon brush, (x2) | 38.54
0020220503 | Wiring harness | 18.18
0020220504 | Wiring harness | 26.19
0020220505 | Pump | 253.76
0020220506 | Burner support | 35.42
0020220507 | Gas pipe | 41.25
0020220508 | Gas flow restrictor | 5.36
0020220509 | Gas flow restrictor | 9.94
0020220510 | Gas flow restrictor | 5.36
0020220568 | Conversion kit, Cds G20/25/31 | 29.04
0020220648 | Flow limiter, HT 7,5 | 12.21
0020220649 | Flow limiter, HT 6 | 12.21
0020220650 | Flow limiter, HT 9,4 | 12.21
0020220917 | Manifold | 115.35
0020220918 | Spindle | 47.22
0020220920 | Spindle | 803.34
0020221010 | Wiring harness, heating element | 41.25
0020221011 | Service valve | 14.52
0020221036 | Tube | 6.89
0020221037 | Wiring harness | 5.36
0020221038 | Tube | 29.04
0020221039 | Sealing ring, (x10) | 1.9
0020221040 | Sealing ring, (x10) | 2.68
0020221085 | Tube | 29.04
0020221086 | Non-return valve | 15.33
0020221236 | Gas flow restrictor | 21.44
0020221237 | Gas flow restrictor | 8.41
0020221239 | Wiring harness | 38.54
0020221241 | Draught diverter | 59.44
0020221242 | Draught diverter | 55.09
0020221243 | Tube | 14.52
0020221253 | Connection piece, warm water | 14.52
0020221254 | Tube (domestic water) | 9.16
0020221255 | Adapter, gas 3/4 - 1/2 | 9.16
0020221256 | Elbow, 3/4 gas | 13.71
0020221257 | Elbow | 13.71
0020221258 | Connection piece | 19.54
0020221259 | Connection piece, cold water | 23.2
0020221260 | Service valve | 21.44
0020221261 | Connection piece | 15.33
0020221262 | Service valve | 23.2
0020221536 | Base plate | 44.24
0020221537 | Handle, handle ring, (x2) | 5.36
0020221538 | Insulation | 59.44
0020221539 | Foot, support | 11.47
0020221540 | Valve | 6.07
0020221541 | Tie rod | 5.36
0020221542 | Temperature limiter | 12.21
0020221543 | Insulation | 35.42
0020221544 | Insulation | 35.42
0020221545 | Insulation | 44.24
0020221546 | Flue gas collector | 94.99
0020221547 | Gasket (kit) | 35.42
0020221548 | Flue gas collector | 145.2
0020221549 | Hose | 7.63
0020221550 | Clamp, (x10) | 16.69
0020221551 | Siphon | 26.19
0020221552 | Support | 12.21
0020221553 | Flue pipe | 69.21
0020221554 | Support | 7.63
0020221555 | Hose | 9.94
0020221556 | Pressure safeguard | 69.21
0020221557 | Pressure safeguard | 77.35
0020221558 | Hose | 6.07
0020221559 | Support | 10.72
0020221560 | Burner flange | 101.78
0020221561 | Rope seal | 26.19
0020221562 | Insulation | 23.2
0020221563 | Gasket, (x5) | 9.16
0020221564 | Electrode (sensing) | 26.19
0020221565 | Screw, (x10) | 3.87
0020221566 | Fan | 160.13
0020221567 | Gas control valve | 175.05
0020221568 | Adapter | 16.69
0020221569 | Connection | 3.87
0020221570 | Gas control valve | 325.68
0020221571 | Burner | 77.35
0020221572 | Fan | 360.96
0020221573 | Gas pipe | 41.25
0020221574 | Nipple | 18.18
0020221575 | Hose | 3.87
0020221576 | Hose | 31.75
0020221577 | Hose | 35.42
0020221578 | Clamp, (x2) | 4.58
0020221579 | Silencer | 31.75
0020221580 | Silencer | 31.75
0020221581 | Wiring harness | 29.04
0020221582 | Wiring harness | 29.04
0020221583 | Flue gas elbow | 44.24
0020221584 | Wiring harness | 12.21
0020221585 | Side panel | 115.35
0020221586 | Support | 21.44
0020221587 | Support | 21.44
0020221589 | Strap | 9.94
0020221590 | Support | 31.75
0020221591 | Support | 23.2
0020221592 | Support | 2.68
0020221593 | Cover | 101.78
0020221594 | Front panel | 115.35
0020221595 | Gasket, (x5) | 38.54
0020221608 | Capacitor, 1.5uF | 31.75
0020221609 | Capacitor | 35.42
0020221614 | Adapter, bypass | 6.07
0020221616 | Pump | 325.68
0020221617 | Pump | 325.68
0020221618 | Cable, pump Grundfos | 15.33
0020221619 | Wiring harness, pro | 19.54
0020221620 | Gas isolation valve, R3/4 x 20 | 55.09
0020221622 | O-ring, (x10) | 7.63
0020221825 | Gas flow restrictor | 4.58
0020221826 | Gas flow restrictor | 4.58
0020221827 | Gas flow restrictor | 3.87
0020221828 | Gas flow restrictor | 4.58
0020221829 | O-ring | 2.68
0020221834 | Hydroblock. input | 55.09
0020222140 | Cover, variable DN 125 incl. seal ring | 82.78
0020222141 | Lip seal EPDM (DN 125) | 8.41
0020222142 | Lip seal silicon (DN 80) | 10.72
0020222143 | Seal ring, special profile EPDM (DN 125) | 6.89
0020222144 | Wall seal DN 125 | 6.89
0020222145 | Wall seal DN 125 | 7.63
0020222146 | Clamp (64 x 48) | 55.09
0020222147 | Clamp (125 x 70) | 10.72
0020222149 | Wall seal DN 125 | 26.19
0020222150 | Wall seal DN 125 | 29.04
0020222151 | Lip seal, silicone (DN 80) | 6.89
0020222152 | Gasket (76 x 47) | 12.99
0020222153 | Gasket EPDM (125 x 105) | 10.72
0020222154 | Gasket EPDM (125 x 105) | 11.47
0020222155 | Hose (1300 mm) | 108.56
0020222156 | Siphon | 50.48
0020222157 | Lip seal, silicone (DN 80) | 7.63
0020222158 | Lip seal, silicon (DN 60) | 6.89
0020222159 | Wiring harness, control | 31.75
0020222161 | Lip seal (DN 110) | 10.72
0020222162 | Lip seal (DN 110) | 10.72
0020222163 | Seal ring, special profile (DN 160) | 6.89
0020222164 | Seal ring, special profile (DN 160) | 7.63
0020222165 | Actuator (VC4012) | 137.06
0020222167 | Wiring harness 2m | 12.21
0020222169 | Plug, air inlet plug | 7.63
0020222170 | Plug, air inlet plug | 6.89
0020222466 | Cable, 230V with plug | 35.42
0020222604 | Back panel, cpl. | 26.19
0020222605 | Safety switch, 3.5 kW | 69.21
0020222606 | Safety switch, 4.4 and 5.7 kW | 69.21
0020222796 | Conversion kit to P | 16.69
0020222797 | Conversion kit to H | 12.21
0020222851 | Filter dryer, 5-8 kW | 130.27
0020222852 | Filter dryer, 11-15-19kW | 130.27
0020222853 | Valve | 9.16
0020222854 | Adapter, Tank | 11.47
0020222855 | Company plaque,Vaillant 3D 180mm | 47.22
0020222856 | Cover plate | 101.78
0020222857 | Cover plate | 108.56
0020222859 | Backup heater, defroster | 325.68
0020222860 | Pressure relief valve, brine, 3bar | 29.04
0020222867 | Front panel, storage | 108.56
0020222868 | Front panel, bottom | 175.05
0020222869 | Insulation, evaporator, kit | 86.85
0020222870 | Tube | 94.99
0020222871 | Tube | 94.99
0020222872 | Tube, HEX<->PUMP | 77.35
0020222873 | Tube | 55.09
0020222874 | Tube | 55.09
0020222875 | Tube | 38.54
0020222876 | Tube | 115.35
0020222877 | Tube | 19.54
0020222878 | Tube | 44.24
0020222879 | Tube | 50.48
0020222880 | Filter, mesh filter 1/4 | 12.99
0020222881 | Tube, TANK-VL | 12.21
0020222882 | Tube, tank | 69.21
0020222883 | Cover, outdoor unit | 480.38
0020222884 | Tube, diagonal | 41.25
0020222885 | Fastening kit, VWZ NC | 55.09
0020222888 | Wiring harness, HC pump 15-19kW | 26.19
0020222889 | Catch, (x4) | 12.21
0020222890 | Pump, heating circuit | 514.3
0020222891 | Insulation, pipes, kit | 77.35
0020222892 | Valve, 5 kW | 480.38
0020222893 | Valve, 8 kW | 480.38
0020222895 | Valve, 19 kW | 514.3
0020222896 | Condenser | 480.38
0020222897 | Condenser | 572.65
0020222898 | Condenser | 713.64
0020222899 | Condenser | 724.64
0020222900 | Condenser | 841.34
0020222901 | Evaporator | 544.16
0020222902 | Evaporator | 650
0020222903 | Evaporator | 724.64
0020222904 | Evaporator | 917.33
0020222905 | Evaporator | 993.32
0020222906 | Heat exchanger | 223.91
0020222907 | Heat exchanger | 238.83
0020222908 | Pump, brine circuit | 392.17
0020222909 | Pump, brine circuit | 650
0020222910 | Pump, brine circuit | 956.69
0020222911 | Tube | 55.09
0020222912 | Tube | 44.24
0020222913 | Tube, bottom left | 59.44
0020222914 | Tube | 50.48
0020222915 | Tube, by-pass | 64.32
0020222916 | Tube | 55.09
0020222917 | Tube | 55.09
0020222918 | Tube | 188.62
0020222938 | Wall seal, inside D100x12mm | 12.99
0020223029 | Burner | 47.22
0020223030 | Burner | 55.09
0020223031 | Wiring harness | 21.44
0020223032 | Air inlet duct | 31.75
0020223033 | Air inlet duct | 26.19
0020223034 | Restrictor, 20 mm | 21.44
0020223035 | Restrictor, 28 mm | 21.44
0020223036 | Cover | 47.22
0020223389 | Support, Power supply unit (kit) | 76.78
0020223390 | Support, Power supply unit (kit) | 77.35
0020223391 | Support, Power supply unit (kit) | 77.35
0020223419 | Wall seal, outside D100x19mm | 14.52
0020223420 | Wall seal, inside D100mm | 12.99
0020223421 | Wall seal, outside D100x35mm | 14.52
0020223523 | Label, seal gas control valve, (x10) | 8.41
0020223524 | Label, seal gas control valve, (x10) | 7.63
0020223525 | Label, seal gas control valve, (x10) | 8.41
0020223546 | Wiring harness 230V | 23.2
0020223547 | Fastening kit, E-Box | 29.04
0020223548 | Wiring harness, safety concept | 115.35
0020223549 | Wiring harness, safety concept 230V | 86.85
0020223550 | Valve, 11-15kW | 544.16
0020223551 | Insulation, compressor outlet, kit | 69.21
0020223552 | Capacitor, 80uF | 38.54
0020224248 | Adapter, 3/4 | 8.41
0020224249 | Pipe (circulation) | 29.04
0020224250 | Pipe (return flow) | 77.35
0020224251 | Pipe (return flow) | 41.25
0020224252 | Service valve, D Rp 3/4 | 47.22
0020224253 | Service valve, D Rp 3/4 | 47.22
0020224254 | Service valve, angle Rp 3/4 | 69.21
0020224255 | Service valve, angle Rp 3/4 | 69.21
0020224256 | Adapter, G 1 1/4 - G 3/4 | 9.94
0020224787 | Conversion kit to P/E | 18.18
0020224874 | Conversion kit, torquing support | 23.2
0020224875 | Insert, rubber buffers, (x2) | 47.22
0020224876 | Rolling bearing | 69.21
0020224877 | Adapter, drive bolt | 55.09
0020226210 | Communication unit | 1527.98
0020226211 | Plug | 26.19
0020226212 | Cable | 31.75
0020226213 | Sensor | 55.09
0020226214 | Sensor, speed sensor | 153.34
0020226215 | Lambda sensor, LSU4.9 | 253.76
0020226216 | Switch | 188.62
0020226217 | Relay | 31.75
0020226218 | Adapter | 5.36
0020226219 | Switch | 77.35
0020226220 | Relay | 572.65
0020226221 | Fuse | 69.21
0020226222 | Fuse | 19.54
0020226223 | Fuse | 11.47
0020226224 | Fuse | 419.31
0020226225 | Switch | 21.44
0020226226 | Fuse | 108.56
0020226227 | Cover plate | 21.44
0020226228 | Fuse | 38.54
0020226229 | Connection | 59.44
0020226232 | Electronics | 268.69
0020226233 | Electronics | 325.68
0020226234 | Power supply unit | 325.68
0020226236 | Electronics | 238.83
0020226237 | Switch | 38.54
0020226239 | Switch | 35.42
0020226240 | Control | 7477.07
0020226241 | Display | 689.36
0020226242 | Relay | 35.42
0020226243 | Relay | 26.19
0020226244 | Relay | 21.44
0020226245 | Gasket, (x5) | 2.31
0020226246 | Cable | 47.22
0020226247 | Plug | 69.21
0020226248 | Pressure gauge | 47.22
0020226249 | Catch | 94.99
0020226250 | Spark plug, (x4) | 803.34
0020226251 | Plug | 4.58
0020226252 | Valve | 21.44
0020226253 | Valve | 55.09
0020226254 | Pressure relief valve | 29.04
0020226255 | Valve | 5.36
0020226256 | Valve | 38.54
0020226257 | Pressure relief valve | 202.19
0020226258 | Pump | 1222.66
0020226259 | Pump | 1070.67
0020226260 | Gasket | 9.94
0020226261 | Expansion vessel | 283.61
0020226262 | Expansion vessel | 238.83
0020226263 | Handle | 35.42
0020226264 | Insulation | 188.62
0020226265 | Connector (hydraulic) | 77.35
0020226268 | Connector (hydraulic) | 38.54
0020226269 | Hose, reducing elbow hose | 59.44
0020226270 | Valve | 50.48
0020226271 | Hose, exhaust, top | 77.35
0020226273 | Clamp, spring band 13mm, (x2) | 6.07
0020226274 | Clamp, spring band 20mm, (x2) | 7.63
0020226275 | Hose, push lok | 101.78
0020226276 | Hose | 64.32
0020226277 | Hose, hydraulic DKOL15L | 59.44
0020226278 | Hose, air vent | 77.35
0020226279 | Clamp, (x2) | 11.47
0020226280 | Clamp | 11.47
0020226281 | Foot | 59.44
0020226282 | Foot | 101.78
0020226283 | Casing panels | 841.34
0020226284 | Casing panels | 877.98
0020226285 | Gasket, 5 m | 108.56
0020226286 | Casing panels | 993.32
0020226287 | Casing panels | 1145.31
0020226288 | Casing panels | 1070.67
0020226289 | Casing panels | 1031.32
0020226291 | Pressure gauge | 26.19
0020226292 | Damper | 86.85
0020226293 | Heat exchanger | 1110.03
0020226294 | Valve | 77.35
0020226295 | Control box | 25488.53
0020226296 | Hose, exhaust, down | 77.35
0020226297 | Hose | 724.64
0020226298 | Hose | 90.92
0020226299 | Hose | 115.35
0020226300 | Hose | 115.35
0020226301 | Hose | 77.35
0020226302 | Electronics | 268.69
0020226303 | Phial pocket | 77.35
0020226304 | Gasket, oil return line | 9.16
0020226305 | Gasket, valve cover | 38.54
0020226306 | Filter, crankcase ventilation system | 108.56
0020226307 | Gasket | 16.69
0020226309 | Filter, oil | 64.32
0020226310 | Switch | 130.27
0020226311 | Hose, cooling water inlet | 160.13
0020226312 | Coil | 202.19
0020226313 | Control | 763.99
0020226314 | Ignition cable | 122.13
0020226316 | Tube | 86.85
0020226317 | Hose | 101.78
0020226318 | Sensor | 188.62
0020226319 | Hose | 115.35
0020226320 | Hose | 153.34
0020226321 | Electronics | 3704.61
0020226322 | Gasket | 12.21
0020226323 | Sensor | 175.05
0020226324 | Gas line | 1492.7
0020226327 | Tank | 1764.1
0020226330 | Valve | 64.32
0020226332 | Gasket | 9.94
0020226334 | Valve | 841.34
0020226337 | Flexible tube | 572.65
0020226338 | Clamp | 55.09
0020226340 | Screw | 122.13
0020226341 | Heat exchanger | 1804.81
0020226342 | Clamp, oil cooler, (x2) | 31.75
0020226343 | Clamp, cooling water, (x5) | 325.68
0020226344 | Wiring harness | 238.83
0020226345 | Wiring harness | 1527.98
0020226346 | Gasket | 12.21
0020226347 | Gasket | 23.2
0020226348 | Valve | 64.32
0020226349 | Silencer | 1184.66
0020226351 | Support | 13.71
0020226352 | Tube | 47.22
0020226353 | Sleeve, spark plug | 41.25
0020226354 | Tube, oil cooler | 86.85
0020226355 | Clamp, 43-47mm, (x2) | 15.33
0020226356 | Clamp, 68-73 mm, (x5) | 50.48
0020226359 | Motor, with generator | 43483.71
0020226360 | Support, cabel, (x10) | 13.71
0020226363 | Hose, gas, DN20 1000mm | 449.17
0020226364 | Hose, gas, 1 inch 1000 mm | 64.32
0020226369 | Filter, air filter | 223.91
0020226370 | Connector (hydraulic) | 26.19
0020226372 | Connector (hydraulic) | 82.78
0020226373 | Heat exchanger | 1492.7
0020226374 | Connector (hydraulic) | 38.54
0020226375 | Connector (hydraulic) | 55.09
0020226376 | Catalyst | 4619.23
0020226378 | Housing | 47.22
0020226379 | Fan | 253.76
0020226380 | Filter, exit filter | 69.21
0020226381 | Electronics | 1222.66
0020226383 | Maintenance kit, M1 | 1527.98
0020226384 | Maintenance kit, supplement kit M2 | 724.64
0020226389 | Engine oil, Pegasus 1005 21 liter | 268.69
0020227840 | Cover plate | 59.44
0020227989 | Insulation | 9.94
0020227990 | Insulation | 9.94
0020227991 | Pump | 297.18
0020228100 | Injector, (x10) | 11.47
0020228101 | Injector, (x10) | 6.07
0020228102 | Injector, (x10) | 6.89
0020228103 | Clamp | 11.47
0020228104 | Bush, (x10) | 4.58
0020228129 | Pump | 253.76
0020228130 | Tube | 55.09
0020228131 | Tube | 44.24
0020228134 | Pump | 153.34
0020228135 | Pump | 160.13
0020228138 | Gas valve | 64.32
0020228303 | Flexible tube 415mm | 4.58
0020228304 | Fan | 130.27
0020228305 | Connection | 12.21
0020228306 | Sleeve, (x10) | 6.89
0020228307 | Screw, (x10) | 3.05
0020228309 | Gasket, electrode | 6.07
0020228310 | Electrode (ignition and sensing) | 23.2
0020228311 | Burner flange | 90.92
0020228312 | Seal kit | 21.44
0020228315 | Burner rail | 38.54
0020228316 | Wiring harness | 11.47
0020228317 | Wiring harness, ignition | 15.33
0020228318 | Burner rail | 29.04
0020229448 | Kit, acoustic side panel & casing front | 101.78
0020229634 | Heat exchanger, oil cooler | 360.96
0020229635 | Electronics, SPOCK (version A, B) | 841.34
0020229660 | Conversion kit | 26.19
0020229661 | Cable, Connecting cable | 21.44
0020229662 | Cable, Connecting cable | 29.04
0020229663 | Gasket | 2.68
0020229664 | Connector, rail | 15.33
0020229665 | Switch | 544.16
0020229666 | Communication unit | 325.68
0020229667 | Cable, communication 0,3m | 115.35
0020229668 | Transformer | 419.31
0020229669 | Display | 2259.41
0020230814 | Name badge, Betacom 3 | 1.53
0020230836 | Cable | 6.89
0020230837 | Cable | 6.07
0020230838 | Draught diverter | 90.92
0020230839 | Nipple | 9.94
0020230840 | Fuse, glass, (x5) | 10.72
0020230841 | Base plate, PT20 | 18.18
0020230842 | Base plate, PT30 | 18.18
0020230843 | Base plate, PT40 | 18.18
0020230844 | Support | 10.72
0020230845 | Support | 10.72
0020230850 | Electricity meter | 841.34
0020230851 | Relay, 24 V/DC 6A | 115.35
0020230852 | Switch | 47.22
0020230853 | Cable, patchcable 1,5m | 59.44
0020230854 | Cable,patchcable 0,5m | 14.52
0020230855 | Cable, patchcable 2m | 38.54
0020230856 | Coupling, AMJ-coupling K CCat.5e | 55.09
0020230857 | Memory card, 512 MB | 145.2
0020230858 | Plug | 122.13
0020230859 | Relay, 24 V/DC 8A | 64.32
0020230861 | Conversion kit | 18.18
0020230862 | Conversion kit | 21.44
0020230863 | Conversion kit | 29.04
0020230864 | Conversion kit | 283.61
0020230865 | Conversion kit | 160.13
0020230866 | Conversion kit | 145.2
0020230867 | Conversion kit | 145.2
0020230869 | Conversion kit | 122.13
0020230870 | Conversion kit | 122.13
0020230871 | Conversion kit | 153.34
0020230872 | Conversion kit | 153.34
0020230874 | Conversion kit | 26.19
0020230875 | Conversion kit | 31.75
0020230876 | Conversion kit | 31.75
0020230877 | Conversion kit | 283.61
0020230878 | Conversion kit | 297.18
0020230879 | Conversion kit | 130.27
0020230880 | Conversion kit | 137.06
0020230881 | Conversion kit | 137.06
0020230882 | Conversion kit | 12.99
0020230883 | Conversion kit | 12.99
0020230884 | Conversion kit | 18.18
0020230885 | Conversion kit | 18.18
0020230886 | Conversion kit | 31.75
0020230887 | Conversion kit | 31.75
0020230888 | Conversion kit | 31.75
0020230889 | Conversion kit | 12.99
0020230890 | Conversion kit | 16.69
0020230891 | Conversion kit | 23.2
0020230892 | Conversion kit | 23.2
0020230893 | Conversion kit | 59.44
0020230894 | Conversion kit | 64.32
0020230895 | Conversion kit | 82.78
0020230896 | Conversion kit | 38.54
0020230897 | Conversion kit | 29.04
0020230898 | Conversion kit | 41.25
0020230899 | Conversion kit | 16.69
0020230900 | Conversion kit | 21.44
0020230901 | Conversion kit | 29.04
0020230902 | Conversion kit | 19.54
0020230903 | Conversion kit | 29.04
0020230904 | Conversion kit | 44.24
0020230905 | Conversion kit | 38.54
0020230906 | Conversion kit | 41.25
0020230907 | Conversion kit | 59.44
0020230908 | Conversion kit | 55.09
0020230909 | Conversion kit | 23.2
0020230910 | Conversion kit | 29.04
0020230911 | Conversion kit | 38.54
0020230912 | Conversion kit | 38.54
0020230913 | Conversion kit | 41.25
0020230914 | Conversion kit | 64.32
0020230915 | Conversion kit | 55.09
0020230916 | Conversion kit | 64.32
0020230917 | Conversion kit | 69.21
0020230918 | Conversion kit | 82.78
0020230919 | Conversion kit | 86.85
0020230920 | Conversion kit | 90.92
0020230921 | Conversion kit | 38.54
0020230922 | Conversion kit | 41.25
0020230923 | Conversion kit | 59.44
0020230924 | Conversion kit | 55.09
0020230925 | Conversion kit | 64.32
0020230926 | Conversion kit | 69.21
0020230927 | Conversion kit | 82.78
0020230928 | Conversion kit | 86.85
0020230929 | Conversion kit | 90.92
0020230933 | Conversion kit | 44.24
0020230934 | Conversion kit | 59.44
0020230935 | Conversion kit | 64.32
0020230936 | Conversion kit | 69.21
0020230937 | Conversion kit | 82.78
0020230938 | Conversion kit | 64.32
0020230939 | Conversion kit | 55.09
0020230940 | Conversion kit | 64.32
0020230941 | Conversion kit | 82.78
0020230942 | Conversion kit | 90.92
0020230943 | Conversion kit | 108.56
0020230944 | Conversion kit | 122.13
0020230945 | Conversion kit | 130.27
0020230946 | Conversion kit | 16.69
0020230947 | Conversion kit | 16.69
0020230948 | Conversion kit | 50.48
0020230949 | Conversion kit | 26.19
0020230950 | Conversion kit | 202.19
0020230951 | Conversion kit | 202.19
0020230952 | Conversion kit | 14.52
0020230960 | Conversion kit | 11.47
0020230961 | Conversion kit | 15.33
0020230962 | Conversion kit | 18.18
0020230963 | Conversion kit | 23.2
0020230964 | Conversion kit | 31.75
0020230965 | Conversion kit | 38.54
0020230966 | Conversion kit | 38.54
0020230967 | Conversion kit | 41.25
0020230968 | Conversion kit | 44.24
0020230969 | Conversion kit | 59.44
0020230970 | Conversion kit | 69.21
0020230971 | Conversion kit | 82.78
0020230972 | Conversion kit | 90.92
0020230973 | Conversion kit | 29.04
0020230974 | Conversion kit | 29.04
0020230975 | Conversion kit | 35.42
0020230976 | Conversion kit | 29.04
0020230977 | Conversion kit | 29.04
0020230978 | Conversion kit | 12.99
0020230979 | Conversion kit | 47.22
0020230980 | Conversion kit | 64.32
0020230981 | Conversion kit | 86.85
0020230982 | Conversion kit | 38.54
0020230983 | Conversion kit | 137.06
0020230984 | Conversion kit | 153.34
0020230986 | Conversion kit | 44.24
0020230987 | Conversion kit | 41.25
0020230988 | Conversion kit | 44.24
0020230989 | Conversion kit | 59.44
0020230990 | Conversion kit | 59.44
0020230991 | Conversion kit | 64.32
0020230992 | Conversion kit | 47.22
0020230993 | Conversion kit | 41.25
0020230994 | Conversion kit | 38.54
0020230995 | Conversion kit | 38.54
0020230997 | Conversion kit | 223.91
0020230998 | Conversion kit | 23.2
0020230999 | Conversion kit | 18.18
0020231000 | Conversion kit | 18.18
0020231001 | Conversion kit | 41.25
0020231002 | Conversion kit | 21.44
0020231003 | Conversion kit | 21.44
0020231005 | Conversion kit | 12.99
0020231007 | Conversion kit | 38.54
0020231008 | Conversion kit | 31.75
0020231009 | Conversion kit | 38.54
0020231010 | Conversion kit | 38.54
0020231011 | Conversion kit to 2E | 145.2
0020231013 | Conversion kit to 2E | 145.2
0020231014 | Conversion kit to 2E | 153.34
0020231015 | Conversion kit | 18.18
0020231017 | Conversion kit | 29.04
0020231018 | Conversion kit | 55.09
0020231019 | Conversion kit | 130.27
0020231020 | Conversion kit | 12.99
0020231021 | Conversion kit | 11.47
0020231022 | Conversion kit | 29.04
0020231023 | Conversion kit | 29.04
0020231024 | Conversion kit | 12.99
0020231025 | Conversion kit | 11.47
0020231026 | Conversion kit, L-H | 23.2
0020231027 | Conversion kit, L-H | 23.2
0020231028 | Conversion kit, L-H | 23.2
0020231029 | Conversion kit, L-H | 23.2
0020231069 | Display | 82.78
0020231102 | Pressure relief valve, PT15 1/2 | 82.78
0020231103 | Pressure relief valve, PT20 3/4 | 153.34
0020231106 | Support, wall | 12.21
0020231107 | Support, expansion vessel | 6.07
0020231108 | Gasket, front panel | 4.58
0020231109 | Gasket, front panel | 4.58
0020231110 | Gasket, front panel | 9.16
0020231111 | Gasket, side panel | 9.94
0020231112 | Insulation, side panel | 12.99
0020231113 | Name badge, Home SYSTEM | 4.58
0020231114 | Name badge, Home COMBI | 4.58
0020231117 | Wiring harness | 3.87
0020231118 | Spacer | 1.15
0020231119 | Control box | 35.42
0020231120 | Control box | 38.54
0020231121 | Cover | 9.94
0020231122 | Wiring harness, Timer | 3.87
0020231123 | Plug, flow sensor | 4.58
0020231124 | Diverter valve, dummy | 8.41
0020231125 | Flow limiter, 12,L/min, (x10) | 23.2
0020231126 | Flow limiter, 10,L/min, (x10) | 23.2
0020231127 | Flow limiter, 16 L/min, (x10) | 64.32
0020231128 | Tube, HEX outlet | 13.71
0020231129 | Tube, HEX inlet | 16.69
0020231130 | Tube, HEX inlet | 14.52
0020231131 | Gas pipe | 21.44
0020231132 | Elbow | 5.36
0020231133 | Hose | 41.25
0020231134 | Connection kit, pipe | 31.75
0020231135 | Connection kit, pipe | 23.2
0020231136 | Seal kit | 2.31
0020231137 | Side panel | 64.32
0020231138 | Flue adaptor | 35.42
0020231139 | Heat exchanger DHW, 14 plates | 82.78
0020231140 | Heat exchanger DHW, 18 plates | 94.99
0020231141 | Pump motor | 283.61
0020231142 | Pump motor | 283.61
0020231143 | Plug | 12.99
0020231144 | Wiring harness, system UK | 11.47
0020231145 | Wiring harness | 9.16
0020231146 | Support bracket | 10.72
0020231147 | Housing, pump | 77.35
0020231148 | Screw, pump, (x10) | 5.36
0020231149 | Hose | 6.89
0020231150 | Gas control valve, (-5 Pa) liquid gas | 238.83
0020231151 | Flue restrictor, (17mm) | 47.22
0020231152 | Connection kit, Solar Drain Back | 50.48
0020231153 | Connection kit, solar drain back | 86.85
0020231154 | Heating element | 993.32
0020231155 | Heating element | 1110.03
0020231179 | Adapter, flue gas | 19.54
0020231180 | Lip seal | 3.05
0020231181 | Cover plate (top) | 6.07
0020231182 | Plate (home regular) | 4.58
0020231183 | Support, wall hanging | 16.69
0020231184 | Flue restrictor, (17mm/20mm) | 50.48
0020231185 | Gas control valve,(-5 Pa)liquid gas(3,9) | 223.91
0020231193 | Siphon | 23.2
0020231194 | Wiring harness | 18.18
0020231195 | O-ring | 9.94
0020231196 | Service valve, CH | 44.24
0020231197 | Valves (hydraulic) | 175.05
0020231256 | Display | 44.24
0020231304 | Cover, bypass | 11.47
0020231360 | PCB | 175.05
0020231436 | Lip seal (2 lips) DN 60 | 3.05
0020231438 | Clamp DN 100 (Kit 30, 40 mm) | 12.99
0020231441 | Cap (wind deflector), white | 7.63
0020231442 | Flue pipe (end piece) DN 60, white | 6.89
0020231443 | Wall seal DN 100, white | 5.36
0020231444 | Flue pipe (end piece) DN 60, black | 6.07
0020231445 | Wall seal DN 100, black | 5.36
0020231446 | Flue gas elbow, inspection 60/100 PP | 50.48
0020231447 | Cover (incl. seal) | 21.44
0020231448 | Flue gas elbow 60/100 PP | 35.42
0020231449 | Cover (incl. seal) | 7.63
0020231450 | Lip seal DN 60, EPDM | 4.58
0020231451 | Flue pipe (sliding piece) DN 60 | 23.2
0020231452 | Flue pipe DN 60 (345 mm) | 8.41
0020231453 | Pipe (air pipe) 328 mm DN 100 | 31.75
0020231454 | Cap (wind deflector, 374 mm) | 16.69
0020231455 | Flue pipe, DN 60, without sleeve, black | 11.47
0020231457 | Lip seal DN 60, EPDM | 4.58
0020231458 | Flue gas elbow, 87 degr, black (outlet) | 13.71
0020231459 | Support, wall bracket (black) | 10.72
0020231460 | Flue pipe, DN 60, without sleeve, white | 11.47
0020231462 | Flue gas elbow, 87 degr, white (outlet) | 13.71
0020231463 | Support, wall bracket (white) | 10.72
0020231466 | Flue gas elbow 45 degr. DN 60, black | 15.33
0020231467 | Flue gas elbow 45 degr. DN 60, white | 15.33
0020231468 | Flue gas elbow, black (diverter nose) | 13.71
0020231469 | Flue gas elbow, diverter nose, white | 13.71
0020231470 | Pipe (air pipe) 1.7 m DN 100 | 77.35
0020231471 | Flue pipe 1.7 m DN 60 | 31.75
0020231472 | Cap (wind deflector), black | 7.63
0020231616 | Cable, pump adapter | 29.04
0020231969 | Power supply cable | 29.04
0020231970 | Gas pipe, kit (top + bottom) | 35.42
0020231971 | Gas pipe, kit (top + bottom) | 115.35
0020231972 | Pump | 325.68
0020231973 | Cable, pump Wilo | 13.71
0020231997 | Support | 11.47
0020231998 | Support | 15.33
0020231999 | Control box | 35.42
0020232000 | Cover plate | 13.71
0020232001 | Cover plate | 8.41
0020232002 | Casing | 4.58
0020232003 | Wiring harness | 47.22
0020232004 | Cable | 55.09
0020232005 | Casing | 6.89
0020232006 | Base plate | 44.24
0020232007 | Insulation | 47.22
0020232008 | Foot, support | 9.94
0020232009 | Tie rod | 6.07
0020232010 | Insulation | 21.44
0020232011 | Insulation | 26.19
0020232012 | Insulation | 35.42
0020232013 | Flue gas collector | 188.62
0020232014 | Gasket (kit) | 29.04
0020232015 | Flue gas collector | 238.83
0020232016 | Flue gas elbow | 41.25
0020232017 | Gasket, (x5) | 31.75
0020232018 | Connection | 6.07
0020232019 | Siphon | 23.2
0020232020 | Support | 11.47
0020232021 | Flue pipe | 55.09
0020232022 | Support | 7.63
0020232023 | Hose | 8.41
0020232024 | Pressure safeguard | 64.32
0020232025 | Hose | 4.58
0020232026 | Support | 9.94
0020232027 | Burner flange | 82.78
0020232028 | Rope seal | 23.2
0020232029 | Insulation | 18.18
0020232030 | Gasket, (x5) | 7.63
0020232031 | Electrode (sensing) | 21.44
0020232032 | Screw, (x10) | 1.9
0020232033 | Fan | 137.06
0020232034 | Gas control valve | 137.06
0020232035 | Adapter | 11.47
0020232036 | Connection | 3.05
0020232037 | Gas control valve | 268.69
0020232038 | Fan | 325.68
0020232039 | Gas pipe | 38.54
0020232040 | Nipple | 14.52
0020232041 | Hose | 3.05
0020232042 | Hose | 29.04
0020232043 | Hose | 35.42
0020232044 | Clamp, (x2) | 4.58
0020232045 | Silencer | 29.04
0020232046 | Silencer | 29.04
0020232047 | Housing | 47.22
0020232048 | Wiring harness | 23.2
0020232049 | Wiring harness | 29.04
0020232050 | Wiring harness | 10.72
0020232051 | Side panel | 115.35
0020232052 | Clip, (x10) | 5.36
0020232053 | Support | 23.2
0020232054 | Pin, (x10) | 9.16
0020232055 | Front panel | 108.56
0020232056 | Cover | 94.99
0020232057 | Support | 31.75
0020232058 | Support | 16.69
0020232059 | Support | 16.69
0020232060 | Strap | 9.16
0020232061 | Cover | 23.2
0020232062 | Heat exchanger | 1627.04
0020232063 | Heat exchanger | 2396.46
0020232064 | Heat exchanger | 2396.46
0020232065 | Conversion kit E/H/Lw/S <-> P/LPG | 6.07
0020232107 | Gas control valve,(-5 Pa)liquid gas(4,8) | 223.91
0020232150 | Conversion kit E/H/Lw/S to P/LPG | 115.35
0020232151 | Conversion kit E/H/Lw/S to P/LPG | 130.27
0020232350 | Cover | 283.61
0020232351 | Rivet (x12) | 23.2
0020232352 | Cover | 419.31
0020232353 | Screw, (x10) | 21.44
0020232354 | Cover | 59.44
0020232355 | Evaporator | 360.96
0020232356 | Filter | 31.75
0020232357 | Valve | 145.2
0020232358 | Valve | 77.35
0020232359 | Compressor | 917.33
0020232360 | Pressure safeguard | 101.78
0020232361 | Sensor | 94.99
0020232362 | Fan | 544.16
0020232363 | Clip (set x4) | 19.54
0020232364 | Gasket | 41.25
0020232366 | Control panel, Saunier Duval | 55.09
0020232367 | Control panel, Bulex | 55.09
0020232368 | Knob | 9.94
0020232369 | Interafce harness | 38.54
0020232370 | Interafce harness, 230V | 69.21
0020232371 | Interafce harness | 175.05
0020232372 | Flange | 223.91
0020232373 | T + connector | 19.54
0020232374 | Hose | 29.04
0020232375 | T-connector, flues | 188.62
0020232376 | Cover | 31.75
0020232377 | Wall seal | 35.42
0020232378 | Wall seal | 18.18
0020232379 | Weather protection terminal | 50.48
0020232387 | Evaporator | 544.16
0020232388 | Filter | 35.42
0020232389 | PCB | 90.92
0020232390 | Motor, fan | 238.83
0020232391 | Motor, stepping motor (red horizontal) | 6.07
0020232392 | Motor, stepping motor (white-vertical) | 14.52
0020232393 | Receiver | 86.85
0020232394 | Evaporator | 544.16
0020232395 | Receiver | 86.85
0020232396 | Motor, stepping motor (red horizontal) | 6.07
0020232397 | Motor, stepping motor (white-vertical) | 14.52
0020232398 | Filter | 35.42
0020232399 | PCB | 90.92
0020233231 | Motor, fan | 238.83
0020233358 | Transformer | 47.22
0020233359 | Transformer | 47.22
0020233361 | Capacitor, fan 7 Mf | 11.47
0020233362 | Capacitor, fan 7 Mf | 11.47
0020233373 | Fan propeller | 55.09
0020233374 | Motor, fan | 202.19
0020233375 | Condenser | 763.99
0020233376 | Valve, 4 way valve | 188.62
0020233377 | Side panel, right | 44.24
0020233378 | Cover, air outlet panel | 175.05
0020233379 | Service valve, 3/4 | 55.09
0020233380 | Compressor | 1070.67
0020233381 | Switch, over current protector | 38.54
0020233453 | Fan propeller | 55.09
0020233454 | Motor, fan | 202.19
0020233455 | Condenser | 763.99
0020233456 | Valve, 4 ways | 188.62
0020233457 | Side, panel right | 44.24
0020233458 | Cover, air outlet panel | 175.05
0020233459 | Valve, service 3/4 | 55.09
0020233460 | Compressor | 1070.67
0020233461 | PCB | 38.54
0020233482 | Electronics | 360.96
0020233483 | Electronics | 360.96
0020233484 | Jumper | 5.36
0020233485 | Jumper | 6.07
0020233486 | Flap | 917.33
0020233487 | Relay | 392.17
0020233489 | PCB | 480.38
0020233490 | PCB | 238.83
0020233491 | Communication unit, Gateway | 689.36
0020233492 | Current transformer | 689.36
0020233493 | Inverter, 3,5 kW | 7293.88
0020233501 | Tube | 12.21
0020233502 | Pump | 325.68
0020233503 | Heat exchanger | 763.99
0020233504 | Heat exchanger | 993.32
0020233505 | Support PHE | 12.21
0020233506 | Support PHE top | 12.21
0020233507 | Siphon/trap | 69.21
0020233508 | Air inlet duct | 44.24
0020233510 | Wiring harness | 31.75
0020233511 | Wiring harness, 230 V | 31.75
0020233574 | Sensor, temperature outdoor | 6.89
0020233575 | Sensor, temperature outdoor | 6.89
0020233580 | Sensor, outdoor tube coil | 6.07
0020233581 | Sensor, outdoor tube coil | 6.07
0020233583 | Sensor, discharge temperature | 8.41
0020233584 | Sensor, discharge temperature | 8.41
0020233597 | Coil, magnet 4 ways | 16.69
0020233598 | Coil, magnet 4 ways | 16.69
0020233600 | Capacitor, fan 3.5 MF | 8.41
0020233601 | Capacitor, fan 3.5 MF | 8.41
0020233603 | Resistor, compressor | 10.72
0020233604 | Resistor, compressor | 10.72
0020233609 | Name badge | 2.68
0020233610 | Nut, M10, (x10) | 26.19
0020233611 | Control box | 59.44
0020233612 | Support | 19.54
0020233613 | Electronics | 268.69
0020233614 | Display | 55.09
0020233615 | Wiring harness | 6.07
0020233618 | Wiring harness, for VRC | 21.44
0020233619 | Wiring harness, 24V | 19.54
0020233620 | Tube | 59.44
0020233621 | Tube | 59.44
0020233622 | Tube, expansion vessel | 18.18
0020233623 | Expansion valve | 572.65
0020233624 | Wiring harness, 400V | 29.04
0020233625 | Wiring harness, 230V | 38.54
0020233626 | Expansion valve | 572.65
0020233627 | Tube | 115.35
0020233628 | Nipple (reducing) | 35.42
0020233629 | Tube | 90.92
0020233630 | Insulation | 4.58
0020233631 | Insulation | 6.07
0020233632 | Tube | 82.78
0020233633 | Tube | 29.04
0020233634 | Tube | 101.78
0020233635 | Tube | 29.04
0020233636 | Tube | 26.19
0020233637 | Insulation | 6.07
0020233638 | Screw, (x10) | 6.07
0020233639 | Heat exchanger, DHW | 1260.65
0020233640 | Insulation | 29.04
0020233641 | Insulation | 7.63
0020233642 | Tube | 31.75
0020233643 | Tube | 26.19
0020233644 | Tube | 44.24
0020233645 | Tube | 29.04
0020233646 | Insulation | 8.41
0020233647 | Pump, RS 15/7 RKA-F14 130 | 325.68
0020233648 | Insulation | 8.41
0020233649 | Nipple | 7.63
0020233650 | Tank, 200L | 2032.79
0020233654 | T-connector | 26.19
0020233655 | Tube | 82.78
0020233656 | Nipple | 16.69
0020233657 | Cap | 12.21
0020233658 | Pressure gauge | 55.09
0020233659 | Elbow | 21.44
0020233660 | Tube | 41.25
0020233661 | Collector | 137.06
0020233662 | Seal kit | 8.41
0020233664 | Wiring harness, 230V | 44.24
0020233668 | Expansion vessel, Heating 2L | 82.78
0020233669 | Tube | 14.52
0020233670 | Tube | 44.24
0020233671 | Insulation | 16.69
0020233672 | Compression fitting | 16.69
0020233673 | Wiring harness, supply compressor 8kW | 77.35
0020233674 | Front panel | 253.76
0020233675 | Support | 19.54
0020233676 | Electronics | 253.76
0020233677 | Control box | 69.21
0020233678 | Cover | 16.69
0020233680 | Grille, front | 21.44
0020233681 | Grille, front | 21.44
0020233682 | Display | 77.35
0020233683 | Wiring harness | 18.18
0020233684 | Tube | 55.09
0020233685 | Tube | 55.09
0020233686 | Tube, expansion vessel | 16.69
0020233687 | Wiring harness, compressor 8kW, kit | 82.78
0020233688 | Wiring harness | 44.24
0020233689 | Wiring harness, 230V | 35.42
0020233691 | Tube | 108.56
0020233693 | Nipple (reducing) | 29.04
0020233694 | Tube | 86.85
0020233695 | Insulation | 4.58
0020233696 | Insulation | 6.07
0020233697 | Tube | 82.78
0020233698 | Tube | 31.75
0020233699 | Tube | 90.92
0020233700 | Tube | 29.04
0020233701 | Tube | 23.2
0020233702 | Insulation | 5.36
0020233703 | Screw, (x10) | 5.36
0020233704 | Heat exchanger DHW | 650
0020233705 | Insulation | 31.75
0020233706 | Insulation | 6.89
0020233707 | Tube | 29.04
0020233708 | Tube | 23.2
0020233709 | Tube | 44.24
0020233710 | Tube | 26.19
0020233711 | Insulation | 6.89
0020233712 | Diverter valve, 3WV | 86.85
0020233717 | Grommet (kit) | 16.69
0020233718 | Temperature limiter, IDU | 44.24
0020233721 | Tube, Condenser-Back panel | 86.85
0020233722 | Jumper, HMU, S1 | 10.72
0020233726 | Connection box, safety concept | 238.83
0020233730 | Capacitor, 3x400VAC | 160.13
0020233731 | Electronics, impedance,3x400,ND45.1,cap. | 514.3
0020233732 | Electronics, impedance, 3x400 45A,HD45.1 | 2157.63
0020233733 | Filter, Net-, SE 3x400VAC 42 A | 480.38
0020233734 | Relay, 30kW | 763.99
0020233735 | Electronics, isolating amplifier | 449.17
0020233736 | Hose, connector | 160.13
0020233737 | Cylinder tank, Zeolith | 22865.45
0020233750 | Cover (behind) | 82.78
0020233751 | Cover | 94.99
0020233752 | Cover | 101.78
0020233753 | Front panel | 115.35
0020233754 | Side panel | 297.18
0020233755 | Side panel | 297.18
0020233756 | Tube, Pump | 253.76
0020233757 | Tube, VL-TANK | 122.13
0020233758 | Foot, adjustable (kit of 4) | 86.85
0020233759 | Tube, flyback | 238.83
0020233760 | Tube, Brine-IN | 202.19
0020233761 | Tube, VL-OUT | 115.35
0020233762 | Tube, WW-Tank | 115.35
0020233763 | Tube, BUH-3WV | 202.19
0020233764 | Tube, BUH-3WV | 160.13
0020233765 | Tube, Brine Pump-OUT | 202.19
0020233766 | Tube, Brine Pump-OUT | 175.05
0020233767 | Tube, RL-Pump | 175.05
0020233768 | Tube, Cond-BUH | 145.2
0020233769 | Tube, WW-Tank | 82.78
0020233770 | O-ring, Oyster (x10) | 12.99
0020233771 | Wiring harness, Sensor | 238.83
0020233772 | Wiring harness, 3WV | 21.44
0020233773 | Tube, Brine-IN | 325.68
0020233774 | Connection kit, brine pipes | 153.34
0020233783 | Front panel | 94.99
0020233784 | Front panel | 94.99
0020233803 | Printed circuit board, HMU geoTHERM mono | 202.19
0020233810 | PCB, HMU outdoor | 188.62
0020233811 | PCB, HMU indoor | 175.05
0020233812 | PCB, BUH board | 223.91
0020233813 | PCB, installer board 1PH | 153.34
0020233814 | PCB, installer board 3PH | 175.05
0020233815 | PCB, HMU outdoor | 175.05
0020233816 | PCB, HMU indoor | 175.05
0020233817 | PCB, BUH board | 202.19
0020233818 | PCB, installer board 1PH | 145.2
0020233819 | PCB, installer board 3PH | 160.13
0020233826 | Cover, top | 44.24
0020233827 | Cover, top | 44.24
0020233839 | Partition, liquid gas | 69.21
0020233840 | Partition, liquid gas | 69.21
0020233842 | Front panel | 38.54
0020233843 | Front panel | 38.54
0020233845 | Switch, contactor AC | 59.44
0020233846 | Switch, contactor AC | 59.44
0020233848 | Remote control | 38.54
0020233849 | Remote control | 38.54
0020233881 | Fan | 325.68
0020233882 | Cable, fan 230V | 14.52
0020233883 | Gas isolation valve, R1/2 x 15 | 19.54
0020233884 | Casing panels, front (exclusive) | 175.05
0020233885 | Casing panels, front (exclusive) | 188.62
0020233886 | Water hammer arrestor | 145.2
0020233887 | Insulation | 31.75
0020233888 | Tube | 29.04
0020233889 | Tube | 38.54
0020233890 | Tube | 21.44
0020233891 | Tube | 15.33
0020233892 | Tube | 15.33
0020233893 | Tube | 16.69
0020233894 | Tube | 12.99
0020233895 | Clip, (x10) | 35.42
0020233896 | Wiring harness | 44.24
0020233897 | Wiring harness | 44.24
0020233898 | Spacer, (x2) | 6.07
0020233899 | Support (extension) | 26.19
0020233900 | Support | 10.72
0020234051 | Pump, RS 15/7 RKA-F14 130 | 283.61
0020234052 | Insulation | 8.41
0020234053 | Tank, 200L | 1658.25
0020234054 | Nipple | 6.07
0020234056 | T-connector | 23.2
0020234057 | Drain point | 23.2
0020234058 | Tube | 77.35
0020234059 | Nipple | 10.72
0020234060 | Valve, stop valve | 64.32
0020234061 | Pressure relief valve, 3b | 26.19
0020234062 | Pressure gauge | 55.09
0020234063 | Elbow | 18.18
0020234064 | Tube | 31.75
0020234065 | Collector | 130.27
0020234066 | Seal kit | 4.58
0020234067 | Cap | 7.63
0020234068 | Insulation | 21.44
0020234069 | Compression fitting | 14.52
0020234070 | Fan, kit 300 L | 572.65
0020234071 | Fan, Kit 300L | 607.94
0020234076 | Conversion kit E/H/Lw/S to P/LPG | 115.35
0020234077 | Conversion kit E/H/Lw/S to P/LPG | 130.27
0020234098 | Switch, anti phase protector | 35.42
0020234099 | Safety switch | 35.42
0020234103 | Fan, centrifugal | 44.24
0020234104 | Fan, centrifugal | 44.24
0020234106 | Sensor, temperature ambient | 7.63
0020234107 | Sensor,temperature ambient | 7.63
0020234109 | Heating element | 650
0020234110 | Heating element | 650
0020234112 | Condensate drain | 18.18
0020234113 | Condensate drain | 18.18
0020234134 | Cable, pump (power supply) | 12.21
0020234135 | Gas pipe, kit (top + bottom) | 86.85
0020234137 | Gas pipe | 10.72
0020234138 | Compression fitting, 20 x 20 | 12.21
0020234139 | PCB | 238.83
0020234140 | Pump | 325.68
0020234141 | Ignition cable | 41.25
0020234142 | Pump | 325.68
0020234143 | Manifold, (x2) | 6.89
0020234389 | Pump, high efficiency | 607.94
0020234402 | Conversion kit P/LPG to E/H/Lw/S | 188.62
0020234403 | Conversion kit P/LPG to E/H/Lw/S | 223.91
0020234404 | Conversion kit P/LPG to E/H/Lw/S | 108.56
0020234405 | Conversion kit P/LPG to E/H/Lw/S | 223.91
0020234407 | Pressure switch | 12.21
0020234410 | Pressure safeguard | 12.21
0020234411 | Pressure switch | 12.21
0020234417 | Expansion valve, capilar | 82.78
0020234418 | Expansion Valve, capillary | 82.78
0020234453 | Burner | 108.56
0020234525 | Cover, air intake panel | 101.78
0020234526 | Cover, air intake panel | 101.78
0020234649 | Wiring harness | 23.2
0020234650 | Heat exchanger | 514.3
0020234661 | Burner nozzle, 0.30/80 H HW | 59.44
0020234706 | Gas control valve | 175.05
0020234707 | Gas control valve | 175.05
0020234708 | Gas control valve | 153.34
0020234709 | Gas control valve | 153.34
0020234869 | Cable | 8.41
0020234870 | Valve | 18.18
0020234871 | Cable | 9.16
0020234872 | Cable | 23.2
0020234873 | Cable | 6.07
0020235180 | Cover plate | 35.42
0020235182 | Front panel | 41.25
0020235183 | Front panel | 41.25
0020235863 | Conversion kit to G230 | 35.42
0020235950 | Screw, (x10) | 3.87
0020235951 | Knob | 12.21
0020235952 | Heating element | 108.56
0020235953 | Anode | 35.42
0020236129 | Thermostat, immersion heater and solar | 69.21
0020236130 | Thermostat, generator | 101.78
0020236131 | Heating element, 3 kW, (x1) | 145.2
0020236132 | Heating element, 3kW 1/4pc | 153.34
0020236133 | Heating element, 5kW 1/4pc | 238.83
0020236134 | Gasket | 6.89
0020236135 | Gasket | 6.89
0020236136 | Cable strain relief | 9.94
0020236137 | Front panel | 35.42
0020236138 | Cover | 18.18
0020236139 | Connection | 55.09
0020236140 | Tundish | 31.75
0020236141 | Valves, Three ways | 283.61
0020236142 | Valves, Two ways | 223.91
0020236144 | Compression fitting, 22x3/4 | 19.54
0020236145 | Compression fitting, 28x3/4 | 29.04
0020236146 | Drain point | 16.69
0020236147 | Air vent | 19.54
0020236148 | Pressure gauge | 31.75
0020236149 | Hose | 29.04
0020236296 | Compression fitting, 22 mm | 35.42
0020236848 | Cover | 64.32
0020236849 | Flange | 544.16
0020236850 | Tundish | 26.19
0020236851 | Valve | 325.68
0020236852 | Valve | 480.38
0020236853 | Valve | 572.65
0020236854 | Valve | 2004.29
0020236855 | Non-return valve | 31.75
0020236856 | Non-return valve | 55.09
0020236857 | Non-return valve | 86.85
0020236858 | Non-return valve | 122.13
0020236859 | Pressure relief valve | 1110.03
0020236860 | Pressure relief valve | 1527.98
0020236861 | Pressure relief valve | 1964.94
0020236862 | Pressure relief valve | 2477.88
0020236863 | Adapter | 50.48
0020236864 | Adapter | 41.25
0020236865 | Adapter | 153.34
0020237034 | Expansion valve | 130.27
0020237295 | Screw, (x5) | 4.58
0020237340 | Nipple, pressure tap | 6.07
0020237428 | Electrode (sensing) 28mm | 9.94
0020237430 | Electrode (sensing) 28mm | 11.47
0020237674 | Control box | 35.42
0020237675 | Spacer, (x2) | 3.87
0020237676 | Expansion vessel | 77.35
0020237677 | Tube | 10.72
0020237678 | Tube | 15.33
0020237679 | Gas pipe | 21.44
0020237680 | Tube | 16.69
0020237681 | Tube | 16.69
0020237682 | Tube | 64.32
0020237683 | Tube | 6.89
0020237684 | Gas pipe | 6.89
0020237685 | Tube | 8.41
0020237686 | Service valve | 41.25
0020237687 | Flue restrictor | 47.22
0020237688 | Name badge | 5.71
0020237690 | Tube | 8.41
0020238026 | Control box | 31.75
0020238027 | Wiring harness, double 230V without plug | 26.19
0020238028 | Wiring harness, double 230V with plug | 29.04
0020238029 | Connection box + Wiring harness G20(kit) | 122.13
0020238030 | Connection box + Wiring harnesses (kit) | 115.35
0020238031 | Connection box + Wiring harnesses (kit) | 115.35
0020238032 | Connection box + Wiring harnesses (kit) | 115.35
0020238033 | Connection box+Wiring harness G20 (kit) | 130.27
0020238034 | Connection box + Wiring harness G30(kit) | 137.06
0020238035 | Connection box +Wiring harness G30(kit) | 145.2
0020238057 | Wiring harness, 24V G20 | 69.21
0020238058 | Wiring harness, 24V G30 | 82.78
0020238059 | Wiring harness, 24V pneumatic | 55.09
0020238060 | Wiring harness, 24V pneumatic | 55.09
0020238217 | Thermostatic valve head | 21.44
0020238232 | Connection kit | 23.2
0020238233 | Connector (kit 230V, R1, R2) | 12.99
0020238234 | Connector (kit R3/R4, R5/R6) | 12.99
0020238235 | Connector (kit S1,S2,S3,S4,S5,S6,S7) | 23.2
0020238236 | Connector (kit 230V, R1, R2) | 16.69
0020238237 | Connector (kit R3, R4, R5, R6) | 18.18
0020238238 | Connector (kit R7/8, R9/10, R11/12, R13) | 26.19
0020238239 | Connector (kit S1, S2, S3, S4, S5, S6) | 19.54
0020238240 | Connector (kit S7,S8,S9,S10,S11,S12,S13) | 26.19
0020238241 | Connector (kit 230V, R1, R2) | 14.52
0020238242 | Connector (kit R3/R4, R5/R6) | 15.33
0020238243 | Connector (kit S1,S2,S3,S4,S5,S6,S7) | 26.19
0020238244 | Connector (kit 230V, R1, R2) | 18.18
0020238245 | Connector (kit R3, R4, R5, R6) | 21.44
0020238246 | Connector (kit R7/8, R9/10, R11/12, R13) | 29.04
0020238247 | Connector (kit S1, S2, S3, S4, S5, S6) | 21.44
0020238248 | Connector (kit S7,S8,S9,S10,S11,S12,S13) | 29.04
0020238249 | Cable, coding | 3.05
0020238250 | Cable, coding | 3.05
0020238251 | Cable, coding | 3.05
0020238360 | Clamp (100 x 30) | 9.16
0020238361 | Flange gasket | 6.07
0020238362 | Clamp, support (DN 100) | 9.16
0020238363 | Flue gas cap, black | 26.19
0020238364 | Flue gas cap, red | 26.19
0020238365 | Lip seal, DN 64 EPDM | 3.87
0020238366 | Clamp (100 x 30) | 10.72
0020238367 | Flange gasket | 8.41
0020238368 | Clamp, support (DN 100) | 12.21
0020238369 | Flue gas cap, black | 29.04
0020238370 | Flue gas cap, red | 31.75
0020238371 | Lip seal, DN 64 EPDM | 3.87
0020238372 | Clamp (100 x 48) | 6.07
0020238373 | Clamp, support (DN 100) | 9.16
0020238374 | Flue gas cap, black | 26.19
0020238375 | Lip seal, DN 64 EPDM | 3.87
0020238469 | Connector, coding plug (yellow) | 6.07
0020238470 | Connector, coding plug (blue) | 6.07
0020238471 | Connector, coding plug (grey) | 6.07
0020238572 | Service valve | 31.75
0020238813 | Conversion kit to P/E | 21.44
0020238821 | Control panel, Saunier Duval | 94.99
0020238822 | Evaporator | 480.38
0020238824 | Capacitor, compressor 25µF | 44.24
0020238825 | Foot, (kit of 3) | 41.25
0020238826 | Compressor | 1145.31
0020238827 | Fan, 2 speeds | 724.64
0020238828 | Fan, kit 2 speeds | 803.34
0020238829 | Expansion valve | 253.76
0020238830 | Cover | 325.68
0020238831 | Cover | 392.17
0020238832 | Cover | 29.04
0020238833 | Cover | 50.48
0020238834 | Wiring harness, fan 2 speeds | 82.78
0020238835 | Clip | 9.94
0020238836 | Support | 16.69
0020238837 | Insert | 10.72
0020238838 | Connection box + Wiring harness (kit) | 188.62
0020238839 | Connection box + Wiring harness (kit) | 202.19
0020238840 | Connection box + Wiring harness G20(kit) | 223.91
0020238841 | Connection box + Wiring harness G20(kit) | 223.91
0020238842 | Connection box+Wiring harness G30 (kit) | 253.76
0020238843 | Connection box + Wiring harness G30(kit) | 268.69
0020238844 | Connection box + Wiring harnesses (kit) | 202.19
0020238979 | Base plate, PT50 | 21.44
0020238980 | Wiring harness | 44.24
0020238981 | Wiring harness | 10.72
0020238982 | Hose | 2.31
0020238983 | Hose | 2.68
0020238984 | Adapter | 86.85
0020238985 | Adapter | 69.21
0020238986 | Heat exchanger | 64.32
0020238987 | Heat exchanger | 77.35
0020238988 | Heat exchanger | 69.21
0020238993 | Burner nozzle, 0.40/80 H HW | 26.19
0020238994 | Burner nozzle, 0.55/80 H HW | 26.19
0020239315 | Hose | 50.48
0020239316 | Hose | 130.27
0020239317 | Tube | 82.78
0020239318 | Sensor | 55.09
0020239319 | Flue gas elbow | 325.68
0020239320 | Adapter | 47.22
0020239321 | Adapter | 26.19
0020239322 | Relay | 449.17
0020239323 | Electronics | 724.64
0020239324 | Sensor | 325.68
0020239325 | Pressure relief valve | 29.04
0020239326 | Pressure relief valve | 77.35
0020239327 | Valve | 21.44
0020239328 | Damper | 130.27
0020239329 | Tube | 175.05
0020239330 | Tube | 137.06
0020239331 | Clamp, (x2) | 15.33
0020239333 | T-connector | 153.34
0020239334 | Tube | 145.2
0020239335 | Hose | 297.18
0020239336 | Fastening kit | 44.24
0020239337 | Carburettor | 392.17
0020239338 | Compression fitting | 11.47
0020239339 | Carburettor | 1376
0020239340 | Carburettor | 544.16
0020239341 | Power supply unit | 449.17
0020239342 | Tube | 50.48
0020239343 | Gasket, (x5) | 7.63
0020239344 | Filter, (x2) | 15.33
0020239345 | Coolant, Glysantin 20L | 392.17
0020239368 | Connection kit | 82.78
0020239369 | Pump | 202.19
0020239370 | Hose | 90.92
0020239371 | O-ring | 6.07
0020239819 | Clip | 10.72
0020239820 | Fan, 1 speed | 268.69
0020239821 | Fan, kit 1 speed | 544.16
0020239822 | Wiring harness, fan 1 speed | 82.78
0020240062 | Cable, 2m | 21.44
0020240063 | Cable, 2m | 21.44
0020240065 | Spacer, (x2) | 3.05
0020240066 | Spacer, (x2) | 3.87
0020240067 | Support, name badge | 3.05
0020240099 | Pump motor | 202.19
0020240104 | Heat exchanger | 86.85
0020240105 | Cable | 8.41
0020240106 | Cable, power 230V | 14.52
0020240107 | Cable | 12.21
0020240108 | Pressure safeguard | 39.46
0020240262 | Wiring harness | 38.54
0020240263 | Siphon | 26.19
0020240265 | Support | 9.16
0020240266 | Gas control valve | 137.06
0020240267 | Gas control valve | 137.06
0020240268 | Gas pipe | 33.2
0020240269 | Gas pipe | 35.42
0020240270 | Front panel | 69.21
0020240271 | Seal kit | 21.44
0020240272 | Side panel | 31.75
0020240273 | Seal kit | 6.89
0020240274 | Grommet for pipe | 3.05
0020240275 | Grommet for pipe | 3.87
0020240276 | Spacer, (x2) | 3.87
0020240277 | Screw, (x10) | 4.58
0020240278 | Tube, expansion vessel | 12.99
0020240279 | Tube | 31.75
0020240280 | Tube | 21.44
0020240282 | Valve | 26.19
0020240283 | Control box, front | 23.2
0020240285 | Cable | 6.89
0020240286 | Spacer, (x2) | 3.87
0020240290 | Cable | 11.47
0020240294 | Connection kit | 392.17
0020240341 | Pump | 514.3
0020241005 | Control panel, Bulex | 101.78
0020241006 | Control, VRC 700 | 153.34
0020241158 | Flow limiter, 15 L | 3.87
0020241184 | Flue restrictor | 64.32
0020241220 | Electronic control cpl, 5kW | 1376
0020241221 | Electronic control cpl, 8kW | 1450.63
0020241227 | Wiring harness, 230V Ebox | 29.04
0020241228 | Wiring harness, Supply inverter | 41.25
0020241229 | Printed circuit board, Installer | 115.35
0020241230 | Cover | 26.19
0020241231 | Electronic control cpl, 5kW | 1413.99
0020241232 | Electronic control cpl, 8kW | 1492.7
0020241238 | Wiring harness, 230V Ebox | 29.04
0020241239 | Wiring harness, Supply inverter | 41.25
0020241240 | Printed circuit board, Installer | 122.13
0020241241 | Cover | 29.04
0020241242 | Earth cable | 23.2
0020241243 | Cable, grounding cable | 26.19
0020241244 | Electronic control, maintenance kit 5-1 | 1545.62
0020241248 | Electronic control, maintenance kit 8-1 | 1650.11
0020241250 | Earth cable | 23.2
0020241251 | Earth cable | 26.19
0020241252 | Electronic control, maintenance kit 55-2 | 1556.48
0020241253 | Electronic control, maintenance kit 85-2 | 1734.25
0020241481 | Clip | 9.16
0020241482 | Support | 15.33
0020241483 | Support | 16.69
0020241657 | Conversion kit, to P-/M-/H-Gas | 13.71
0020241658 | Conversion kit, to P | 9.94
0020241659 | Conversion kit, to H | 9.94
0020241660 | Conversion kit, to P | 6.07
0020241661 | Conversion kit, to H, Lw, S | 6.07
0020241696 | Wiring harness | 50.48
0020241697 | Wiring harness | 47.22
0020241698 | Gas isolation valve, M28 x 20 | 47.22
0020241699 | Valve, filling loop | 64.32
0020241700 | Handle | 14.52
0020241701 | Hose | 12.99
0020241702 | Heat exchanger | 763.99
0020241703 | Valve, DHW flow reduction | 35.42
0020241704 | Handle, gas cock | 5.36
0020241705 | Burner flange | 90.92
0020242490 | Manifold, brass (safety group) | 137.06
0020242584 | Insulation | 26.19
0020242585 | Electrode, ionisation | 26.19
0020242586 | Gasket | 3.05
0020242587 | Cable | 26.19
0020242588 | Wiring harness, with hinged ferrite | 31.75
0020242589 | PCB | 253.76
0020242590 | Gas pipe, bottom | 18.18
0020242591 | Gas pipe | 19.54
0020242592 | Plug, coding (grey) | 6.07
0020242593 | Plug, coding (yellow) | 6.07
0020242685 | Combustion engine, renewed NG | 7775.61
0020242686 | Combustion engine, renewed LPG | 7775.61
0020242727 | Cover | 44.24
0020242734 | Cover, outside | 35.42
0020242735 | Frame | 35.42
0020242736 | Fan | 572.65
0020242737 | Fan | 956.69
0020242738 | Heat exchanger | 101.78
0020242739 | Cover plate | 77.35
0020242740 | Cover, inside | 44.24
0020244294 | Conversion kit to 2E | 35.42
0020244295 | Conversion kit to 2E | 35.42
0020244296 | Conversion kit to 2E | 41.25
0020244298 | Conversion kit to 3B/P | 38.54
0020244421 | Display | 59.44
0020244424 | Tube | 8.41
0020244425 | Tube, pressure relief valve (plastic) | 9.16
0020244426 | Cable | 5.36
0020244428 | Gas pipe, bottom | 18.18
0020244429 | Hose, condensate | 6.07
0020244430 | Display | 64.32
0020244433 | Display | 59.44
0020244701 | Gasket | 15.33
0020244702 | Gasket | 6.07
0020244703 | Screw, (x3) | 90.92
0020244704 | Gasket | 9.16
0020244705 | Gasket, (x2) | 6.89
0020244706 | Screw, (x10) | 3.87
0020244707 | Tube | 130.27
0020244708 | Tube | 223.91
0020244709 | Control | 1527.98
0020245111 | Burner | 55.09
0020245112 | Burner | 59.44
0020245113 | Burner | 69.21
0020245114 | Burner | 55.09
0020245115 | Burner | 59.44
0020245116 | Burner | 69.21
0020245117 | Burner | 55.09
0020245118 | Burner | 64.32
0020245119 | Burner | 77.35
0020245120 | Burner | 59.44
0020245121 | Burner | 64.32
0020245122 | Burner | 77.35
0020245135 | Conversion kit, burner+sensing electrode | 59.44
0020245136 | Conversion kit, burner+sensing electrode | 64.32
0020245137 | Conversion kit, burner+sensing electrode | 77.35
0020245138 | Conversion kit, burner+sensing electrode | 59.44
0020245139 | Conversion kit, burner+sensing electrode | 64.32
0020245140 | Conversion kit, burner+sensing electrode | 77.35
0020245141 | Conversion kit, burner+sensing electrode | 64.32
0020245142 | Conversion kit, burner+sensing electrode | 69.21
0020245143 | Conversion kit, burner+sensing electrode | 82.78
0020245144 | Conversion kit, burner+sensing electrode | 64.32
0020245145 | Conversion kit, burner+sensing electrode | 77.35
0020245146 | Conversion kit, burner+sensing electrode | 82.78
0020245425 | Sensor, CO detector | 115.35
0020246434 | Casing, foam, white 100L | 325.68
0020246435 | Casing, foam, white 200L | 223.91
0020246436 | Cover, top 100L | 101.78
0020246437 | Cover, top 200L | 90.92
0020246438 | Cover, bottom 100L | 108.56
0020246439 | Foot, (kit of 3) | 29.04
0020246440 | Wall seal 1/2 | 4.58
0020246441 | Wall seal 2 | 8.41
0020246442 | O-ring, 1 1/2 | 6.89
0020246443 | O-ring, 3/4 | 4.58
0020246444 | Screw, H M10 - 30 Zn for bracket 100L | 4.58
0020246445 | Cap, 1 1/2 | 31.75
0020246446 | Phial pocket, 1/2 | 26.19
0020246447 | Cable gland | 6.89
0020246448 | Cap, 3/4 for drain | 12.99
0020246449 | Cap, 3/4 | 15.33
0020246450 | Casing, foam, white 100L | 223.91
0020246451 | Casing, foam, white 200L | 223.91
0020246452 | Cover, top 100L | 101.78
0020246453 | Cover, top 200L | 86.85
0020246454 | Cover, bottom 100L | 108.56
0020246455 | Feet, (kit x3) | 29.04
0020246456 | Wall seal 1/2 | 3.87
0020246457 | Wall seal 2inch | 7.63
0020246458 | O-ring, 1inch 1/2 | 6.07
0020246459 | O-ring, 3/4 inch | 3.87
0020246460 | Screw, H M10 - 30 Zn for bracket 100L | 3.87
0020246461 | Cap, 1inch 1/2 | 31.75
0020246462 | Phial pocket, 1/2 inch | 23.2
0020246463 | Cable gland | 5.36
0020246464 | Cap, 3/4 inch for drain | 12.99
0020246465 | Cap, 3/4 inch | 14.52
0020246709 | Electrode (ignition) | 23.2
0020246710 | Heat exchanger | 449.17
0020246711 | Heat exchanger | 544.16
0020247009 | Water valve | 64.32
0020247010 | Electrode+ screw + gasket | 21.44
0020247011 | 3 way valve | 153.34
0020247012 | 3 way valve assembly | 145.2
0020247013 | Heat exchanger | 238.83
0020247014 | 3 way valve cartridge | 90.92
0020247021 | Cable | 19.54
0020247022 | Washer, (x10) | 9.16
0020247048 | Hose expansion vessel | 10.72
0020247049 | Pump | 223.91
0020247073 | Lip seal, DN 60 (2 lips) | 3.87
0020247074 | Cap (wind deflector), white | 7.63
0020247075 | Flue pipe, end piece DN 60, white | 7.63
0020247076 | Wall seal DN 100, white | 6.07
0020247077 | Flue pipe, end piece DN 60, black | 6.07
0020247078 | Wall seal DN 100, black | 6.07
0020247079 | Flue gas elbow, inspection 60/100 PP | 64.32
0020247080 | Cover (incl. seal) | 26.19
0020247081 | Cover (incl. seal) | 8.41
0020247082 | Lip seal DN 60, EPDM | 5.36
0020247083 | Flue pipe, DN 60 (345 mm) | 8.41
0020247084 | Pipe (air pipe) 328 mm DN 100 | 31.75
0020247085 | Cap (wind deflector, 374 mm) | 16.69
0020247086 | Flue pipe DN 60 (without sleeve), black | 12.21
0020247087 | Lip seal DN 60, EPDM | 4.58
0020247088 | Flue gas elbow 87 degr, black (outlet) | 13.71
0020247089 | Support, wall bracket (black) | 9.94
0020247090 | Flue pipe DN 60 (without sleeve), white | 12.99
0020247091 | Flue gas elbow 87 degr, white (outlet) | 13.71
0020247092 | Support, wall bracket (white) | 11.47
0020247093 | Flue gas elbow black (diverter nose) | 15.33
0020247094 | Flue gas elbow (diverter nose), white | 16.69
0020247095 | Flue pipe 1.7 m DN 60 | 35.42
0020247096 | Cap (wind deflector), black | 7.63
0020247097 | Clamp DN 100 (Kit 30, 40 mm) | 14.52
0020247098 | Flue pipe (sliding piece) DN 60 | 26.19
0020247099 | Flue gas elbow, insp. DN 80-60/100 PP | 77.35
0020247100 | Flue gas elbow, inspection DN 80-60/100 | 77.35
0020247101 | Plug | 4.58
0020247102 | Flange (with applied seal) | 18.18
0020247103 | Lip seal (2 lips) DN 60 | 3.05
0020247104 | Cap (wind deflector), white | 7.63
0020247105 | Flue pipe (end piece) DN 60, white | 6.89
0020247106 | Wall seal DN 100, white | 6.07
0020247107 | Lip seal DN 60, EPDM | 4.58
0020247108 | Flue pipe DN 60 (without sleeve), white | 11.47
0020247109 | Flue gas elbow 87 degr, white (outlet) | 13.71
0020247110 | Support, wall bracket (white) | 10.72
0020247111 | Flue gas elbow (diverter nose), white | 13.71
0020247112 | Clamp DN 100 (Kit 30, 40 mm) | 12.99
0020247164 | Flue gas elbow, insp. DN 80-60/100 PP | 50.48
0020247165 | Plug | 4.58
0020247166 | Flange (with applied seal) | 18.18
0020247167 | Sensor, NTC pipe clip 15mm | 12.99
0020247168 | Tube, connection pipe | 6.07
0020247169 | Tube, D 20-15 mm | 6.89
0020247170 | Wind guard, 60/100 | 15.33
0020247171 | Pump | 360.96
0020247172 | Cable, adapter | 64.32
0020247336 | Connector (kit 230V, R1, R2) | 13.71
0020247337 | Connector (kit R3/R4, R5/R6) | 15.33
0020247338 | Connector (kit S1,S2,S3,S4,S5,S6,S7) | 23.2
0020247339 | Connector (kit 230V, R1, R2) | 16.69
0020247340 | Connector (kit R3, R4, R5, R6) | 18.18
0020247341 | Connector (kit R7/8, R9/10, R11/12, R13) | 26.19
0020247342 | Connector (kit S1, S2, S3, S4, S5, S6) | 19.54
0020247343 | Connector (kit S7,S8,S9,S10,S11,S12,S13) | 26.19
0020247603 | Screw, (x10) | 6.89
0020247918 | Burner | 55.09
0020248059 | Foot, adjustable | 4.58
0020248060 | Foot, adjustable, 300L | 3.87
0020248242 | Connection | 14.52
0020248243 | Service valve | 13.71
0020248244 | Tube | 26.19
0020248245 | Tube | 26.19
0020248246 | Tube | 26.19
0020248247 | Tube | 26.19
0020248248 | Tube | 26.19
0020248249 | Tube | 26.19
0020248250 | Tube | 26.19
0020248251 | Tube | 26.19
0020248252 | Gas pipe | 21.44
0020248253 | Adapter | 29.04
0020248254 | Tube | 29.04
0020248255 | Tube | 26.19
0020248256 | Tube | 21.44
0020248257 | Tube | 6.07
0020248445 | O-ring, 1 1/2 | 6.89
0020248446 | O-ring, 1inch 1/2 | 6.07
0020248862 | Cap, 1 1/2 | 31.75
0020248863 | Cap, 1inch 1/2 | 31.75
0020248864 | Name badge, PROCOMBI | 41.25
0020248865 | Name badge, Betacom 4 | 21.44
0020248866 | Name badge, Easicom 3 | 31.75
0020248867 | Name badge, Easicom 3 r | 11.47
0020248868 | Name badge, Ultimate 3 | 31.75
0020248869 | Name badge, Ultimate 3 r | 11.47
0020248903 | Support | 3.8
0020248904 | Pressure safeguard, kit (Air) | 64.32
0020248905 | Pressure safeguard, kit (Air) | 59.44
0020248906 | Pressure safeguard, kit (Air) | 44.24
0020248907 | Pressure safeguard, air | 44.24
0020248908 | Pressure safeguard, air | 44.24
0020248909 | Pressure safeguard, kit (Air) | 31.75
0020248910 | Pressure safeguard, kit (Air) | 59.44
0020249005 | Siphon, Top Part | 0.81
0020249006 | Siphon, Bottom Part | 0.81
0020249007 | Hose, Siphon NC Exchanger | 0.81
0020249008 | Hose, Siphon NC Flue | 8.41
0020249009 | Pump, HEP UPM3 15-70 (PWM Only) | 175.05
0020249010 | Harness, Nitromix (HEP) | 26.19
0020249011 | Bracket traverse, heat exhanger (3+1) | 3.05
0020249012 | Bracket traverse, heat exhanger (4+1) | 3.05
0020249082 | Conversion kit to 2H | 59.44
0020249083 | Conversion kit to 2H | 64.32
0020249084 | Conversion kit to 2H | 50.48
0020249085 | Conversion kit to 2H | 55.09
0020249148 | Control box | 55.09
0020249149 | Burner rail | 55.09
0020249150 | Burner rail | 55.09
0020249151 | Burner rail | 55.09
0020249152 | Burner rail | 55.09
0020249153 | PCB | 153.34
0020249154 | Control box | 59.44
0020249155 | Burner rail | 77.35
0020249156 | Burner rail | 77.35
0020249330 | Gasket, (x10) | 10.72
0020249363 | Insulation, anode | 3.87
0020249364 | Plug | 7.63
0020249365 | Wall seal, set | 9.16
0020249366 | Insulation, flange | 12.99
0020249367 | Cover plate | 21.44
0020249368 | Cover plate | 21.44
0020249370 | Thermometer | 18.18
0020249371 | Clip, (x10) | 19.54
0020249372 | Wiring harness | 64.32
0020249373 | Wiring harness | 64.32
0020249374 | Wiring harness | 64.32
0020249375 | Wiring harness | 64.32
0020249376 | Wiring harness | 64.32
0020249377 | Wiring harness | 64.32
0020249378 | Wiring harness | 64.32
0020249379 | Wiring harness | 64.32
0020249380 | Wiring harness | 64.32
0020249381 | Wiring harness | 64.32
0020249382 | Wiring harness | 64.32
0020249384 | Impressed current anode | 188.62
0020249385 | PCB | 175.05
0020249386 | Power supply unit | 69.21
0020249387 | Insulation, Vlies 300 | 108.56
0020249388 | Insulation, Vlies 400 | 115.35
0020249389 | Insulation, Vlies 500 | 115.35
0020249390 | Insulation | 69.21
0020249391 | Insulation | 86.85
0020249392 | Insulation | 55.09
0020249393 | Insulation | 64.32
0020249394 | Insulation, Vlies wall seal | 35.42
0020249395 | Insulation | 21.44
0020249396 | Insulation, cover | 153.34
0020249397 | Insulation, cover | 202.19
0020249398 | Casing panels, cover | 44.24
0020249399 | Casing panels, cover | 64.32
0020249400 | Casing panels, cover | 55.09
0020249401 | Casing panels, cover | 69.21
0020249402 | Cover ring, 2.5 m | 19.54
0020249403 | Cover ring, 3 m | 21.44
0020249404 | Anode, chain anode (6 p.) | 137.06
0020249405 | Anode, chain anode (8 p.) | 153.34
0020249406 | Housing | 101.78
0020249407 | Intake stub | 101.78
0020249408 | Insulation, anode | 5.36
0020249409 | Insulation, flange | 12.99
0020249410 | Cover plate, EPP | 7.63
0020249411 | Thermometer | 16.69
0020249412 | Plug | 6.89
0020249413 | Wall seal, set | 9.16
0020249414 | Casing panels, cover | 41.25
0020249416 | Casing panels, cover | 55.09
0020249418 | Anode, chain anode (6 p.) | 122.13
0020249419 | Anode, chain anode (8 p.) | 153.34
0020249423 | Control, energy manager | 1031.32
0020249427 | Control, energy manager | 1031.32
0020249428 | Casing | 223.91
0020249429 | Casing | 223.91
0020249430 | Casing | 253.76
0020249431 | Casing | 223.91
0020249432 | Casing | 223.91
0020249433 | Casing | 253.76
0020249434 | Casing | 268.69
0020249435 | Casing | 268.69
0020249436 | Casing | 283.61
0020249437 | Casing | 268.69
0020249438 | Casing | 283.61
0020249439 | Casing | 238.83
0020249440 | Casing | 238.83
0020249441 | Casing | 268.69
0020249442 | Casing | 238.83
0020249443 | Casing | 238.83
0020249444 | Casing | 268.69
0020249445 | Casing | 283.61
0020249446 | Casing | 297.18
0020249447 | Casing | 297.18
0020249448 | Casing | 297.18
0020249449 | Casing | 297.18
0020249450 | Casing | 223.91
0020249451 | Casing | 223.91
0020249452 | Casing | 238.83
0020249453 | Casing | 223.91
0020249454 | Casing | 223.91
0020249455 | Casing | 238.83
0020249456 | Casing | 253.76
0020249457 | Casing | 268.69
0020249458 | Casing | 283.61
0020249459 | Casing | 268.69
0020249460 | Casing | 283.61
0020249461 | Housing, mounting plate | 29.04
0020249473 | Burner rail | 82.78
0020249474 | Burner rail | 82.78
0020249477 | Burner rail | 29.04
0020249478 | Burner rail | 31.75
0020249479 | Burner rail | 35.42
0020249480 | Burner rail | 38.54
0020249482 | Cable | 55.09
0020249778 | Insulation, cover | 108.56
0020249779 | Cover | 130.27
0020249781 | Insulation, bottom | 175.05
0020249782 | Wall seal, 1 inch | 6.07
0020249783 | Wall seal, 1 1/4 inch | 6.89
0020249871 | Connector | 7.63
0020249872 | Plug | 3.05
0020249873 | Fuse, T4H, (x10) | 5.36
0020249874 | Fuse, T6,3 H, (x10) | 6.07
0020251343 | Connection | 10.72
0020251344 | Connection | 18.18
0020251345 | Fan | 69.21
0020251346 | Fan | 69.21
0020251347 | Burner rail | 31.75
0020251348 | Burner rail | 35.42
0020251349 | Burner rail | 35.42
0020251350 | Burner rail | 35.42
0020251351 | Burner rail | 35.42
0020251352 | Hose, blue | 5.36
0020251353 | Heat exchanger | 188.62
0020251354 | Heat exchanger | 202.19
0020251355 | Heat exchanger | 223.91
0020251356 | Heating element | 19.54
0020251357 | Gas control valve | 101.78
0020251358 | Cap | 3.87
0020251359 | PCB | 145.2
0020251360 | Remote control | 90.92
0020251361 | Display with casing | 50.48
0020251362 | Cable | 4.58
0020251363 | Control box | 35.42
0020251364 | Wiring harness | 21.44
0020251365 | Terminal strip | 4.58
0020251755 | Temperature limiter | 50.48
0020252122 | Insulation, 24 mm | 69.21
0020252123 | Sealing ring, (x10) | 4.58
0020252800 | Heat exchanger | 419.31
0020252801 | Heat exchanger | 514.3
0020252802 | Heat exchanger | 572.65
0020252803 | Insulation, 24 mm | 69.21
0020252804 | Heat exchanger | 650
0020253130 | Service valve | 16.69
0020253131 | Tube | 12.99
0020253132 | Wiring harness | 6.07
0020253188 | Actuator, for zone valve VSW | 50.48
0020253189 | Conversion kit, H-P (DE/AT) | 2.31
0020253190 | Conversion kit, P-H (DE/AT) | 2.31
0020253204 | Plug, RST25i3 | 21.44
0020253205 | Plug, RST25i5 | 35.42
0020253206 | Plug, PV-CM-S 2,5-6 (-) | 11.47
0020253207 | Plug, PV-CF-S 2,5-6 (+) | 11.47
0020253210 | Support, 80 mm, (x 2) | 16.69
0020253442 | Heat exchanger | 689.36
0020253443 | Casing panels, cover | 360.96
0020253444 | Casing panels, side panel left | 689.36
0020253445 | Casing panels, side panel right | 689.36
0020253446 | Casing panels, front panel | 297.18
0020253447 | Heat exchanger, flue gas | 3180.81
0020253449 | PCB | 253.76
0020253450 | Display | 392.17
0020253451 | Control | 1222.66
0020253452 | Fuse, (x2) | 5.36
0020253453 | Wiring harness, X2 | 50.48
0020253454 | Wiring harness, X4 | 55.09
0020253455 | Wiring harness, X5 | 64.32
0020253456 | Wiring harness, X7 | 50.48
0020253457 | Wiring harness, X9 | 35.42
0020253458 | Wiring harness, Cat 6 (1.5 m) | 44.24
0020253459 | Wiring harness | 153.34
0020253460 | Wiring harness | 268.69
0020253461 | Wiring harness | 19.54
0020253462 | Wiring harness | 29.04
0020253463 | Wiring harness | 29.04
0020253464 | Wiring harness, Cat 6 (0.5 m) | 47.22
0020253465 | Wiring harness | 21.44
0020253466 | Wiring harness | 50.48
0020253467 | Wiring harness | 23.2
0020253468 | Wiring harness | 35.42
0020253469 | Bush, RJ45 | 86.85
0020253470 | Connection box | 419.31
0020253471 | EMC filter | 689.36
0020253472 | Lambda sensor | 238.83
0020253473 | Motor, stepper engine natural gas | 325.68
0020253474 | Motor, stepper engine LPG | 325.68
0020253475 | Electronics, MOMO/2 (natural gas) | 803.34
0020253476 | Electronics, SPOCK/2 (natural gas) | 650
0020253512 | Cable | 9.16
0020253533 | T-connector | 12.99
0020253534 | T-connector | 13.71
0020253838 | Display | 77.35
0020253848 | Control, Exacontrol E7 RC | 160.13
0020254034 | Service valve, CH | 55.09
0020254035 | Elbow, DHW | 47.22
0020254036 | Service valve, DHW | 55.09
0020254037 | Tube, DHW | 6.89
0020254038 | Tube, HW | 7.63
0020254050 | Valve, body | 130.27
0020254051 | Filter, support | 2.68
0020254052 | Bearing | 4.58
0020254053 | Condensate drain | 50.48
0020254054 | Fan, tangential | 69.21
0020254055 | Motor, electric DC | 101.78
0020254056 | Valve, discharge | 16.69
0020254057 | Plate, instalation | 31.75
0020254058 | Filter, carbon | 3.87
0020254059 | Receiver | 44.24
0020254060 | Plate, instalation | 23.2
0020254061 | Deflector | 38.54
0020254062 | Valve, body | 130.27
0020254063 | PCB, main | 392.17
0020254064 | PCB, switch | 50.48
0020254065 | Casing panels, front | 59.44
0020254066 | Frame | 94.99
0020254067 | Motor, air swing | 18.18
0020254068 | Coil, valve | 145.2
0020254069 | Sensor, coil | 7.63
0020254070 | Sensor, room | 4.58
0020254071 | Remote control, VA | 38.54
0020254072 | Filter, support | 2.68
0020254073 | Bearing | 4.58
0020254074 | Condensate drain | 64.32
0020254075 | Fan, tangential | 69.21
0020254076 | Motor, electric DC | 101.78
0020254077 | Valve, discharge | 16.69
0020254078 | Plate, instalation | 31.75
0020254079 | Filter, carbon | 3.87
0020254081 | Plate, instalation | 23.2
0020254083 | Deflector | 26.19
0020254084 | PCB, main | 392.17
0020254085 | PCB, switch | 50.48
0020254086 | Casing panels, front | 55.09
0020254087 | Casing panels, front | 77.35
0020254088 | Motor, air swing | 18.18
0020254089 | Coil, valve | 145.2
0020254090 | Sensor, coil | 7.63
0020254091 | Sensor, room | 4.58
0020254092 | Remote control | 38.54
0020254106 | Maintenance kit ecopower/2 with GAM-NG | 1031.32
0020254107 | Maintenance kit ecopower/2 with GAM-FG | 1070.67
0020254108 | Carburettor NG (kit) eP/2 | 572.65
0020254109 | Carburettor LPG (kit) eP/2 | 572.65
0020254110 | Wiring harness | 59.44
0020254111 | Combustion engine, NG SIII eP/2 | 12579.39
0020254112 | Combustion engine, LPG SIII eP/2 | 12579.39
0020254123 | Special Plate (GEH) | 1.15
0020254124 | Casing panel, 11 L | 18.18
0020254125 | Screw, (x10) | 0.81
0020254127 | Sealing ring, (x10) | 3.87
0020254128 | Flowswitch-Body | 1.9
0020254129 | Switch, Flowswitch Reedswitch | 4.58
0020254130 | Snap Ring,for flowswitch-U type | 0.81
0020254131 | Nozzle, Ø1.07_11lt_20mBar Chimney | 0.81
0020254132 | Screw, (x10) | 0.81
0020254133 | Bolt, zinc plated, (x10) | 5.36
0020254134 | Gasket fibre | 0.81
0020254135 | Water deficiency valve, GWH 11lt NG | 2.31
0020254136 | Spring, water controlled gas valve pk 10 | 1.15
0020254137 | Screw, (x10) | 0.81
0020254138 | Gas armature group, Completely - 11 NG | 94.99
0020254139 | Venturi | 3.05
0020254140 | O-ring, (gwh-4.5x1.5 mm), (x10) | 0.81
0020254141 | Bolt (m4x18-gwh) | 0.81
0020254142 | Cover of the water armature (complete) | 4.58
0020254157 | Filter | 29.04
0020254158 | Filter | 35.42
0020254159 | Filter | 41.25
0020254160 | Filter | 47.22
0020254161 | Filter | 55.09
0020254162 | Filter | 29.04
0020254163 | Filter | 35.42
0020254164 | Filter | 41.25
0020254165 | Filter | 47.22
0020254166 | Filter | 55.09
0020254167 | Side panel, left | 160.13
0020254168 | Side panel, left | 175.05
0020254169 | Side panel, left | 153.34
0020254170 | Motor, electric DC | 297.18
0020254171 | Motor, electric DC | 223.91
0020254172 | Motor, electric DC | 325.68
0020254173 | Motor, electric DC | 480.38
0020254174 | Motor, electric DC | 392.17
0020254175 | Motor, electric DC | 392.17
0020254176 | Motor, electric DC | 360.96
0020254177 | Motor, electric DC | 297.18
0020254178 | Motor, electric DC | 223.91
0020254179 | Motor, electric DC | 325.68
0020254204 | Transformer | 360.96
0020254205 | Electronics | 1110.03
0020254206 | Sensor | 283.61
0020254207 | Sensor | 253.76
0020254208 | Sensor | 268.69
0020254209 | Motor, electric DC | 480.38
0020254210 | Motor, electric DC | 392.17
0020254211 | Motor, electric DC | 392.17
0020254212 | Motor, electric DC | 360.96
0020254213 | Fan, tangential | 82.78
0020254214 | Fan, centrifugal | 153.34
0020254215 | Fan, centrifugal | 175.05
0020254216 | Fan, centrifugal | 175.05
0020254217 | Fan, tangential | 82.78
0020254218 | Fan, centrifugal | 153.34
0020254219 | Fan, centrifugal | 175.05
0020254220 | Fan, centrifugal | 175.05
0020254221 | PCB, main | 253.76
0020254222 | PCB, main | 268.69
0020254223 | PCB, main | 94.99
0020254224 | PCB, main | 253.76
0020254225 | PCB, main | 253.76
0020254226 | PCB, main | 253.76
0020254227 | PCB, main | 268.69
0020254228 | PCB, main | 94.99
0020254229 | PCB, main | 253.76
0020254230 | PCB, main | 253.76
0020254251 | Connector (hydraulic), (kit) | 50.48
0020254330 | Filter, dust | 6.89
0020254331 | Filter, dust | 7.63
0020254332 | Filter | 59.44
0020254333 | Filter | 47.22
0020254334 | Filter | 41.25
0020254335 | Filter | 35.42
0020254336 | Filter, dust | 6.89
0020254337 | Filter, dust | 9.16
0020254338 | Filter | 59.44
0020254339 | Filter | 47.22
0020254340 | Filter | 41.25
0020254341 | Filter | 35.42
0020254342 | Sensor, coil | 9.16
0020254343 | Sensor, coil | 9.16
0020254344 | Sensor, coil | 10.72
0020254345 | Sensor, coil | 10.72
0020254347 | Display | 35.42
0020254348 | Display | 47.22
0020254349 | Display | 55.09
0020254350 | Display | 35.42
0020254351 | Display | 47.22
0020254358 | Fan, centrifugal | 86.85
0020254359 | Fan, centrifugal | 82.78
0020254360 | Fan, centrifugal | 59.44
0020254361 | Fan, centrifugal | 41.25
0020254362 | Fan, centrifugal | 86.85
0020254363 | Fan, centrifugal | 82.78
0020254364 | Fan, centrifugal | 59.44
0020254366 | Valve, discharge | 16.69
0020254367 | Valve, discharge | 16.69
0020254498 | Condensate drain | 47.22
0020254499 | Condensate drain | 55.09
0020254501 | Coil, valve | 145.2
0020254502 | Valve, body | 153.34
0020254503 | Coil, valve | 145.2
0020254504 | Valve, body | 153.34
0020254505 | Deflector | 29.04
0020254506 | Deflector | 38.54
0020254507 | Frame | 115.35
0020254508 | Frame | 223.91
0020254515 | Grille, air oulet, middle | 21.44
0020254516 | Grille, inlet | 59.44
0020254517 | Grille, air oulet, middle | 21.44
0020254518 | Grille, inlet | 59.44
0020254519 | Support, left volute | 13.71
0020254520 | Support, left volute | 13.71
0020254521 | Support, right volute | 13.71
0020254522 | Support, right volute | 13.71
0020254523 | Frame | 223.91
0020254524 | Frame | 268.69
0020254525 | Support, down volute | 16.69
0020254526 | Support, down volute | 16.69
0020254527 | Support, up volute | 14.52
0020254528 | Support, up volute | 14.52
0020254529 | Frame | 268.69
0020254530 | Frame | 360.96
0020254531 | Frame | 360.96
0020254532 | Frame | 283.61
0020254533 | Printed circuit board | 223.91
0020254534 | PCB | 188.62
0020254535 | PCB | 188.62
0020254539 | Siphon | 23.2
0020254540 | Adapter, siphon | 8.41
0020254541 | Wiring harness, pro | 26.19
0020254542 | Gas control valve | 160.13
0020254543 | Motor, air swing | 11.47
0020254544 | Motor, air swing | 16.69
0020254545 | Motor, air swing | 11.47
0020254546 | Motor, air swing | 16.69
0020254547 | Sensor, water level | 19.54
0020254548 | Sensor, water level | 19.54
0020254549 | Sensor, water level | 19.54
0020254550 | Sensor, water level | 19.54
0020254551 | Filter | 41.25
0020254552 | Filter | 4.58
0020254553 | Pump, condensate | 82.78
0020254554 | Pump, condensate | 77.35
0020254555 | Pump, condensate | 82.78
0020254556 | Pump, condensate | 77.35
0020254557 | Filter | 41.25
0020254558 | Filter | 4.58
0020254559 | Frame | 283.61
0020254563 | Sensor, room | 6.89
0020254564 | Sensor, room | 6.89
0020254567 | Frame | 94.99
0020254568 | Frame | 82.78
0020254569 | Grille, air oulet, middle small | 16.69
0020254570 | Grille, inlet | 69.21
0020254581 | Grille, air oulet, middle small | 16.69
0020254582 | Grille, inlet | 69.21
0020254584 | Grille, inlet | 77.35
0020254586 | Grille, inlet | 77.35
0020254587 | Grille, inlet | 82.78
0020254588 | Grille, air oulet, right | 18.18
0020254589 | Grille, inlet | 82.78
0020254590 | Grille, air oulet, right | 18.18
0020254777 | Conversion kit, to P (4/5 coils) INT III | 3.87
0020254778 | Conversion kit, to H (4/5 coils) INT III | 3.87
0020254779 | Conversion kit, to P (4/5 coils)INT IV-V | 3.87
0020254780 | Conversion kit, to H (4/5 coils)INT IV-V | 3.87
0020254787 | Gas pipe | 21.44
0020254788 | Wiring harness, 24V Elga | 64.32
0020254828 | Hose | 6.07
0020254878 | Grommet, (x10) | 1.15
0020254905 | Sealing ring, (x10) | 2.31
0020254923 | Nut, (x10) | 11.47
0020254961 | Heat exchanger (5-coil) | 514.3
0020254962 | Heat exchanger (6-coil) | 572.65
0020254964 | Wiring harness, 230/400 Ebox | 64.32
0020254965 | Wiring harness, HV 230/400V Ebox | 59.44
0020255114 | Cable (ebus-pebus) | 15.33
0020255115 | Cable (ebus-pebus) | 18.18
0020255376 | PCB | 175.05
0020255377 | Electronics | 175.05
0020255464 | Conversion kit, H -> 3P | 35.42
0020255465 | Conversion kit, 3P -> H | 35.42
0020255466 | Conversion kit, H -> 3P | 35.42
0020255467 | Conversion kit, 3P -> H | 35.42
0020255468 | Conversion kit, H -> 3P | 38.54
0020255469 | Conversion kit, 3P -> H | 38.54
0020255573 | Coil, reactance | 31.75
0020255574 | Coil, reactance | 31.75
0020255743 | Pressure safeguard, kit (Air) | 59.44
0020255744 | Wiring harness, gas valve | 9.16
0020255746 | Wiring harness | 12.99
0020255750 | Wiring harness | 38.54
0020255751 | Wiring harness | 38.54
0020255754 | Gas isolation valve | 64.32
0020255942 | Support bracket | 41.25
0020256390 | Seal,front cover FH# | 1.53
0020256391 | O-ring, (x10) | 1.53
0020256994 | Flowswitch, Bitron, 14lt F.GWH | 9.94
0020256997 | Injector, Ø 0,72 mm (10st) | 5.36
0020256999 | Fan, centrifugal | 41.25
0020257000 | Casing panels, front | 77.35
0020257132 | Flow limiter, 6,l/min, (x10) | 26.19
0020257444 | PCB, HMU | 268.69
0020257449 | Support, side panel, (x4) | 7.63
0020257450 | Support, side panel, (x4) | 7.63
0020257517 | Gas control valve | 763.99
0020257518 | Gas control valve | 253.76
0020257613 | Gas control valve | 202.19
0020257639 | PCB | 47.22
0020257687 | Seal kit, burner door | 16.69
0020257698 | Support,Fixing Plast. for Boost but,VEH7 | 3.05
0020257752 | Injector, Ø 1,15 mm (10st) | 5.36
0020257762 | Sensor, outdoor sensor VR 20 | 175.05
0020257763 | Sensor, outdoor sensor VR 21 DCF | 175.05
0020257868 | Support, 50 mm, (x 2) | 15.33
0020257869 | Pad, 200x80x10 mm, (x 5) | 12.99
0020257870 | Clip, (x 10) | 12.99
0020257871 | Nut, (x10) | 18.18
0020257872 | Grille | 59.44
0020257873 | Grille | 64.32
0020257874 | Grille | 77.35
0020257875 | Grille | 77.35
0020257876 | Grille | 86.85
0020257877 | Grille | 77.35
0020257878 | Grille | 82.78
0020257879 | Grille | 82.78
0020257880 | Grille | 90.92
0020257881 | Grille | 101.78
0020257882 | Grille | 101.78
0020257883 | Front panel | 325.68
0020257884 | Front panel | 360.96
0020257885 | Front panel | 360.96
0020257886 | Front panel | 392.17
0020257887 | Front panel | 419.31
0020257892 | Grille, air oulet, left | 18.18
0020257893 | Grille, air oulet, left | 18.18
0020257894 | Grille, air oulet, middle | 26.19
0020257895 | Grille, air oulet, middle | 26.19
0020257898 | Manifold, assy,13 nozzle manifold Ø1,35 | 23.2
0020257900 | Manifold, assy,13 nozzle manifold Ø1,60 | 18.18
0020257902 | Manifold, assy,13 nozzle manifold Ø0,72 | 18.18
0020257905 | Deflector, transmission | 5.36
0020257906 | Deflector, transmission | 1.9
0020257907 | Deflector, transmission | 5.36
0020257908 | Deflector, transmission | 1.9
0020258019 | Safety assembly | 130.27
0020258020 | Filter | 4.58
0020258021 | Filter | 3.87
0020258022 | Filter | 3.87
0020258023 | Filter | 5.36
0020258024 | Filter | 4.58
0020258025 | Filter | 4.58
0020258026 | Filter | 3.87
0020258027 | Filter | 3.87
0020258028 | Filter | 3.05
0020258029 | Frame | 35.42
0020258030 | Frame | 35.42
0020258031 | Frame | 31.75
0020258032 | Frame | 38.54
0020258033 | Frame | 38.54
0020258034 | Frame | 35.42
0020258035 | Frame | 41.25
0020258036 | Frame | 41.25
0020258037 | Frame | 38.54
0020258038 | Frame | 26.19
0020258039 | Frame | 26.19
0020258040 | Frame | 26.19
0020258041 | Frame | 31.75
0020258042 | Frame | 29.04
0020258043 | Frame | 29.04
0020258044 | Frame | 38.54
0020258045 | Frame | 38.54
0020258046 | Frame | 35.42
0020258047 | Frame | 47.22
0020258048 | Frame | 44.24
0020258049 | Frame | 41.25
0020258050 | Deflector | 6.89
0020258051 | Deflector | 6.07
0020258052 | Deflector | 6.07
0020258053 | Deflector | 7.63
0020258054 | Deflector | 7.63
0020258055 | Deflector | 6.89
0020258056 | Deflector | 9.16
0020258057 | Deflector | 8.41
0020258058 | Deflector | 8.41
0020258059 | Deflector | 5.36
0020258060 | Deflector | 5.36
0020258061 | Deflector | 4.58
0020258062 | Deflector | 6.89
0020258063 | Deflector | 6.07
0020258064 | Deflector | 6.07
0020258065 | Deflector | 8.41
0020258066 | Deflector | 7.63
0020258067 | Deflector | 7.63
0020258068 | Deflector | 9.16
0020258069 | Deflector | 8.41
0020258070 | Deflector | 8.41
0020258071 | Evaporator | 175.05
0020258072 | Evaporator | 153.34
0020258073 | Evaporator | 145.2
0020258074 | Evaporator | 268.69
0020258075 | Evaporator | 238.83
0020258076 | Evaporator | 223.91
0020258077 | Evaporator | 325.68
0020258078 | Evaporator | 297.18
0020258079 | Evaporator | 268.69
0020258080 | Evaporator | 145.2
0020258081 | Evaporator | 137.06
0020258082 | Evaporator | 130.27
0020258083 | Evaporator | 175.05
0020258084 | Evaporator | 160.13
0020258085 | Evaporator | 153.34
0020258086 | Evaporator | 223.91
0020258087 | Evaporator | 202.19
0020258088 | Evaporator | 188.62
0020258089 | Evaporator | 325.68
0020258090 | Evaporator | 297.18
0020258091 | Evaporator | 283.61
0020258092 | Plate, instalation | 10.72
0020258093 | Plate, instalation | 10.72
0020258094 | Plate, instalation | 9.94
0020258095 | Plate, instalation | 13.71
0020258096 | Plate, instalation | 12.99
0020258097 | Plate, instalation | 12.21
0020258098 | Plate, instalation | 13.71
0020258099 | Plate, instalation | 13.71
0020258106 | Plate, instalation | 12.21
0020258107 | Plate, instalation | 9.16
0020258108 | Plate, instalation | 8.41
0020258109 | Plate, instalation | 8.41
0020258110 | Fan, tangential | 35.42
0020258111 | Fan, tangential | 35.42
0020258112 | Fan, tangential | 31.75
0020258113 | Fan, tangential | 38.54
0020258114 | Fan, tangential | 38.54
0020258115 | Fan, tangential | 35.42
0020258116 | Fan, tangential | 44.24
0020258117 | Fan, tangential | 44.24
0020258118 | Fan, tangential | 41.25
0020258119 | Fan, tangential | 35.42
0020258120 | Fan, tangential | 31.75
0020258121 | Fan, tangential | 29.04
0020258122 | Motor, fan | 145.2
0020258123 | Motor, fan | 130.27
0020258124 | Motor, fan | 122.13
0020258125 | Motor, fan | 153.34
0020258126 | Motor, fan | 137.06
0020258127 | Motor, fan | 130.27
0020258131 | Motor, fan | 64.32
0020258132 | Motor, fan | 64.32
0020258133 | Motor, fan | 59.44
0020258134 | Motor, fan | 94.99
0020258135 | Motor, fan | 90.92
0020258147 | Casing | 283.61
0020258148 | Motor, fan | 82.78
0020258149 | Motor, stepping motor | 9.16
0020258150 | Motor, stepping motor | 9.16
0020258151 | Motor, stepping motor | 8.41
0020258152 | Motor, stepping motor | 9.94
0020258153 | Motor, stepping motor | 9.94
0020258154 | Motor, stepping motor | 9.16
0020258155 | Motor, stepping motor | 11.47
0020258156 | Motor, stepping motor | 11.47
0020258157 | Motor, stepping motor | 10.72
0020258158 | Motor, stepping motor | 9.94
0020258159 | Motor, stepping motor | 9.94
0020258160 | Motor, stepping motor | 9.16
0020258161 | PCB | 122.13
0020258162 | PCB | 115.35
0020258163 | PCB | 108.56
0020258164 | PCB | 101.78
0020258165 | PCB | 101.78
0020258166 | PCB | 90.92
0020258167 | PCB | 101.78
0020258168 | PCB | 101.78
0020258169 | PCB | 90.92
0020258170 | PCB | 101.78
0020258171 | PCB | 101.78
0020258172 | PCB | 90.92
0020258173 | PCB | 101.78
0020258174 | PCB | 101.78
0020258175 | PCB | 90.92
0020258176 | Jumper | 2.31
0020258177 | Jumper | 2.31
0020258178 | Jumper | 1.9
0020258179 | Jumper | 2.31
0020258180 | Jumper | 2.31
0020258181 | Jumper | 2.31
0020258182 | Jumper | 2.31
0020258183 | Jumper | 2.31
0020258184 | Jumper | 1.9
0020258185 | Jumper | 2.31
0020258186 | Jumper | 1.9
0020258187 | Jumper | 1.9
0020258199 | Jumper | 2.31
0020258200 | Jumper | 1.9
0020258201 | Jumper | 1.9
0020258202 | Jumper | 2.31
0020258203 | Jumper | 1.9
0020258204 | Jumper | 1.9
0020258205 | Receiver | 35.42
0020258206 | Receiver | 35.42
0020258207 | Receiver | 31.75
0020258208 | Receiver | 35.42
0020258212 | Receiver | 31.75
0020258213 | Receiver | 31.75
0020258214 | Sensor, temperature and coil | 7.63
0020258215 | Sensor, temperature and coil | 6.89
0020258216 | Sensor, temperature and coil | 6.89
0020258217 | Motor, stepping motor | 9.16
0020258218 | Motor, stepping motor | 9.16
0020258231 | Motor, stepping motor | 8.41
0020258232 | Grille, front | 16.69
0020258233 | Grille, front | 16.69
0020258234 | Grille, front | 15.33
0020258235 | Fan propeller | 31.75
0020258236 | Fan propeller | 29.04
0020258237 | Fan propeller | 26.19
0020258241 | Fan propeller | 41.25
0020258242 | Fan propeller | 38.54
0020258243 | Fan propeller | 35.42
0020258244 | PCB | 253.76
0020258245 | PCB | 238.83
0020258246 | PCB | 223.91
0020258247 | PCB | 253.76
0020258248 | PCB | 238.83
0020258249 | PCB | 223.91
0020258250 | PCB | 419.31
0020258251 | PCB | 325.68
0020258252 | PCB | 325.68
0020258253 | PCB | 449.17
0020258254 | PCB | 360.96
0020258255 | PCB | 360.96
0020258256 | PCB | 223.91
0020258257 | PCB | 223.91
0020258258 | PCB | 202.19
0020258259 | PCB | 223.91
0020258260 | PCB | 223.91
0020258261 | PCB | 202.19
0020258262 | PCB | 325.68
0020258263 | PCB | 297.18
0020258264 | PCB | 283.61
0020258265 | PCB | 325.68
0020258266 | PCB | 297.18
0020258267 | PCB | 283.61
0020258268 | Casing panels, left side | 15.33
0020258269 | Casing panels, left side | 15.33
0020258270 | Casing panels, left side | 14.52
0020258271 | Casing panels, left side | 16.69
0020258272 | Casing panels, left side | 16.69
0020258273 | Casing panels, left side | 14.52
0020258274 | Motor, fan | 69.21
0020258275 | Motor, fan | 59.44
0020258276 | Motor, fan | 55.09
0020258277 | Motor, fan | 122.13
0020258278 | Motor, fan | 122.13
0020258279 | Motor, fan | 108.56
0020258280 | Heat exchanger, outdoor coil | 325.68
0020258281 | Heat exchanger, outdoor coil | 297.18
0020258282 | Heat exchanger, outdoor coil | 283.61
0020258283 | Heat exchanger, outdoor coil | 325.68
0020258284 | Heat exchanger, outdoor coil | 297.18
0020258285 | Heat exchanger, outdoor coil | 283.61
0020258286 | Heat exchanger, outdoor coil | 449.17
0020258287 | Heat exchanger, outdoor coil | 419.31
0020258288 | Heat exchanger, outdoor coil | 392.17
0020258289 | Heat exchanger, outdoor coil | 480.38
0020258290 | Heat exchanger, outdoor coil | 419.31
0020258291 | Heat exchanger, outdoor coil | 392.17
0020258292 | Heat exchanger, outdoor coil | 137.06
0020258293 | Heat exchanger, outdoor coil | 130.27
0020258294 | Heat exchanger, outdoor coil | 122.13
0020258295 | Heat exchanger, outdoor coil | 175.05
0020258296 | Heat exchanger, outdoor coil | 175.05
0020258297 | Heat exchanger, outdoor coil | 153.34
0020258298 | Heat exchanger, outdoor coil | 325.68
0020258299 | Heat exchanger, outdoor coil | 325.68
0020258300 | Heat exchanger, outdoor coil | 297.18
0020258301 | Cover, top | 26.19
0020258302 | Cover, top | 26.19
0020258303 | Cover, top | 23.2
0020258304 | Cover, top | 38.54
0020258305 | Cover, top | 35.42
0020258306 | Cover, top | 35.42
0020258307 | Cover, top | 31.75
0020258308 | Cover, top | 31.75
0020258309 | Cover, top | 29.04
0020258310 | Compressor | 297.18
0020258311 | Compressor | 283.61
0020258424 | Compressor | 283.61
0020258425 | Compressor | 392.17
0020258426 | Compressor | 392.17
0020258427 | Compressor | 392.17
0020258428 | Compressor | 514.3
0020258429 | Compressor | 514.3
0020258430 | Compressor | 514.3
0020258431 | Valve, 4 ways | 69.21
0020258432 | Valve, 4 ways | 64.32
0020258433 | Valve, 4 ways | 59.44
0020258434 | Valve, 4 ways | 69.21
0020258435 | Valve, 4 ways | 69.21
0020258436 | Valve, 4 ways | 64.32
0020258437 | Valve, 4 ways | 137.06
0020258438 | Valve, 4 ways | 122.13
0020258439 | Valve, 4 ways | 115.35
0020258440 | Valve, 4 ways | 153.34
0020258441 | Valve, 4 ways | 145.2
0020258442 | Valve, 4 ways | 130.27
0020258443 | Valve, 4 ways | 64.32
0020258444 | Valve, 4 ways | 64.32
0020258445 | Valve, 4 ways | 59.44
0020258446 | Valve, 4 ways | 77.35
0020258447 | Valve, 4 ways | 69.21
0020258448 | Valve, 4 ways | 64.32
0020258449 | Valve, 4 ways | 108.56
0020258450 | Valve, 4 ways | 108.56
0020258451 | Valve, 4 ways | 101.78
0020258452 | Coil, 4 ways valve | 12.21
0020258453 | Coil, 4 ways valve | 11.47
0020258454 | Coil, 4 ways valve | 10.72
0020258455 | Sensor, temperature | 18.18
0020258456 | Sensor, temperature | 18.18
0020258457 | Sensor, temperature | 16.69
0020258458 | Expansion valve | 44.24
0020258459 | Expansion valve | 41.25
0020258460 | Expansion valve | 41.25
0020258461 | Expansion valve | 38.54
0020258462 | Expansion valve | 38.54
0020258463 | Expansion valve | 35.42
0020258465 | Expansion valve | 55.09
0020258466 | Expansion valve | 50.48
0020258467 | Expansion valve | 47.22
0020258468 | Expansion valve | 50.48
0020258469 | Expansion valve | 55.09
0020258470 | Expansion valve | 50.48
0020258471 | Expansion valve, capillary | 18.18
0020258472 | Expansion valve, capillary | 16.69
0020258473 | Expansion valve, capillary | 16.69
0020258474 | Expansion valve, capillary | 26.19
0020258475 | Expansion valve, capillary | 26.19
0020258476 | Expansion valve, capillary | 26.19
0020258477 | Expansion valve | 41.25
0020258478 | Expansion valve | 41.25
0020258479 | Expansion valve | 38.54
0020258480 | Casing panels, right side | 29.04
0020258481 | Casing panels, right side | 29.04
0020258482 | Casing panels, right side | 26.19
0020258483 | Casing panels, right side | 26.19
0020258484 | Casing panels, right side | 23.2
0020258485 | Casing panels, right side | 21.44
0020258486 | Casing panels, right side | 21.44
0020258487 | Casing panels, right side | 19.54
0020258488 | Casing panels, right side | 18.18
0020258489 | Casing panels, right side | 26.19
0020258490 | Casing panels, right side | 26.19
0020258491 | Casing panels, right side | 23.2
0020258519 | Grille, front | 16.69
0020258520 | Grille, front | 16.69
0020258521 | Grille, front | 15.33
0020258522 | Service valve, 1/4 | 15.33
0020258523 | Service valve, 1/4 | 12.99
0020258524 | Service valve, 3/8 | 19.54
0020258525 | Service valve, 1/2 | 26.19
0020258526 | Service valve, 1/2 | 23.2
0020258527 | Service valve, 1/2 | 21.44
0020258528 | Service valve, 5/8 | 35.42
0020258551 | Pin, (x10) | 12.99
0020258552 | Support | 6.07
0020258553 | Support | 6.07
0020258680 | Service valve, 5/8 | 29.04
0020258690 | Grommet, (x10) | 1.15
0020258799 | Insulation, kit | 55.09
0020258800 | Insulation | 59.44
0020258879 | Conversion kit to P/E | 47.22
0020258880 | Conversion kit to P/E | 160.13
0020258881 | PCB | 238.83
0020258882 | PCB | 223.91
0020258885 | Wiring harness, with hinged ferrite | 26.19
0020259026 | Burner | 38.54
0020259114 | Flow limiter, 7 L, (x10) | 15.33
0020259115 | Compression fitting, G3/4 D15 | 10.72
0020259116 | Compression fitting, G1/2 D15 | 6.89
0020259247 | Gasket, flange | 13.71
0020259333 | FAN DIAPHRAGM (28 kW) | 0.81
0020259388 | Casing panels, front | 8.41
0020259389 | Casing panels, front | 9.94
0020259390 | Casing panels, front | 12.21
0020259391 | Casing panels, front | 14.52
0020259392 | Casing panels, front | 9.16
0020259393 | Casing panels, front | 12.21
0020259394 | Casing panels, front | 15.33
0020259395 | Casing panels, front | 26.19
0020259396 | Casing panels, front | 23.2
0020259397 | Casing panels, front | 29.04
0020259398 | Casing panels, front | 38.54
0020259399 | Casing panels, front | 8.41
0020259400 | Casing panels, front | 9.94
0020259401 | Casing panels, front | 13.71
0020259402 | Casing panels, front | 26.19
0020259403 | Casing panels, front | 23.2
0020259404 | Casing panels, front | 29.04
0020259405 | Casing panels, front | 38.54
0020259406 | Casing panels, front | 8.41
0020259407 | Casing panels, front | 10.72
0020259415 | Casing panels, front | 12.99
0020259416 | Remote control | 47.22
0020259417 | Remote control | 47.22
0020259418 | Remote control | 44.24
0020259419 | Remote control | 44.24
0020259420 | Remote control | 44.24
0020259421 | Remote control | 41.25
0020259489 | Casing panels, front | 41.25
0020259490 | Casing panels, front | 41.25
0020259491 | Casing panels, front | 38.54
0020259492 | Casing panels, front | 77.35
0020259493 | Casing panels, front | 77.35
0020259497 | Casing panels, front | 64.32
0020259498 | Casing panels, front | 59.44
0020259501 | Casing panels, front | 59.44
0020259502 | Casing panels, front | 50.48
0020259503 | Casing panels, front | 59.44
0020259504 | Casing panels, front | 59.44
0020259505 | Casing panels, front | 55.09
0020259506 | Casing panels, front | 59.44
0020259507 | Casing panels, front | 59.44
0020259508 | Casing panels, front | 55.09
0020259798 | Motor, stepping motor | 10.72
0020259799 | Motor, stepping motor | 9.94
0020259800 | Motor, stepping motor | 9.16
0020259827 | Side panel, left | 137.06
0020259828 | Side panel, right | 137.06
0020259880 | Pipe, 14Lt. Cold Water Inlet | 8.41
0020259881 | Pipe, 11-14Lt. HEx Cold Water Clip-on | 8.41
0020259943 | Gas control valve | 325.68
0020259981 | Side panel, right | 160.13
0020259982 | Side panel, right | 202.19
0020259983 | Side panel, right | 175.05
0020260462 | Tube, L453mm 30L | 13.71
0020260463 | Tube, L468mm 50L | 15.33
0020260464 | Tube, L720mm 75L | 18.18
0020260465 | Tube, L845mm 100L | 19.54
0020260466 | Tube, L1014mm 120L | 21.44
0020260467 | Nozzle, connection set | 29.04
0020260468 | Tube, L453mm 30L | 12.99
0020260469 | Tube, L468mm 50L | 14.52
0020260470 | Tube, L720mm 80L | 16.69
0020260471 | Tube, L845mm 100L | 18.18
0020260472 | Tube, L1014mm 120L | 21.44
0020260473 | Nozzle, connection set | 29.04
0020260474 | Tube, L890mm 100L | 18.18
0020260475 | Tube, L1220mm 150L | 26.19
0020260476 | Tube, L747mm 75L | 14.52
0020260477 | Tube, L890mm 100L | 16.69
0020260478 | Tube, L1220mm 150L | 26.19
0020260493 | Jumper | 2.31
0020260494 | Jumper | 2.31
0020260495 | Jumper | 2.31
0020260496 | Jumper | 2.31
0020260497 | Jumper | 2.31
0020260498 | Jumper | 2.31
0020260499 | Casing panels, front | 90.92
0020260500 | Casing panels, front | 77.35
0020260501 | Casing panels, front | 77.35
0020260654 | PCB | 153.34
0020260655 | PCB, P3 BMU FSB spare | 175.05
0020260804 | Burner | 38.54
0020260879 | PCB | 175.05
0020261468 | Wiring harness | 47.22
0020261469 | Wiring harness | 44.24
0020261470 | Flue sensor | 38.54
0020261471 | Flue sensor | 38.54
0020261475 | Fuse, (x5) | 11.47
0020261476 | Fuse, (x5) | 11.47
0020261477 | Bypass, 480 mbar | 4.58
0020261938 | Knob | 6.07
0020261939 | Knob | 5.36
0020261940 | Flange | 175.05
0020261941 | Heating element, 1200W | 59.44
0020261942 | Heating element, 1800W | 64.32
0020261943 | Heating element, 2400W | 77.35
0020261944 | Cover plate | 47.22
0020262207 | Cable bushing | 12.99
0020262471 | Conversion kit, SDBG, ES PT IT CZ HU | 3.87
0020262472 | Conversion kit | 6.07
0020262473 | Conversion kit,PL CZHUSK HR RS BA MK AL | 6.07
0020262474 | Conversion kit,SI GR EE LTLVBG RU UA BY | 6.07
0020262475 | Conversion kit, SDBG, TR | 3.87
0020262618 | Service case | 2749.28
0020262619 | Service case | 2306.9
0020262631 | Pressure gauge | 29.04
0020262677 | Adapter (kit) | 31.75
0020262679 | Power supply unit | 31.75
0020262680 | Power supply unit | 47.22
0020262681 | Power supply unit | 38.54
0020262682 | Support | 9.94
0020262683 | Cable | 38.54
0020262684 | Cable | 26.19
0020262685 | Support, VR920 (with power supply) | 77.35
0020263737 | Receiver | 35.42
0020263738 | Receiver | 35.42
0020263739 | Casing panels, front | 13.71
0020263791 | Casing panels, front | 13.71
0020263792 | Frame | 38.54
0020263793 | Frame | 38.54
0020263794 | Deflector | 7.63
0020263795 | Deflector | 7.63
0020263796 | Heat exchanger, indoor | 153.34
0020263797 | Heat exchanger, indoor | 153.34
0020263798 | Motor, fan | 130.27
0020263799 | Motor, fan | 130.27
0020263800 | Motor, stepping motor | 9.94
0020263801 | Motor, stepping motor | 9.94
0020263802 | Jumper | 2.31
0020263803 | Jumper | 2.31
0020263804 | Casing panels, front | 47.22
0020263805 | Casing panels, front | 47.22
0020263806 | Casing panels, front | 47.22
0020263807 | Fan propeller | 50.48
0020263808 | Fan propeller | 50.48
0020263809 | Fan propeller | 50.48
0020263810 | PCB | 392.17
0020263811 | PCB | 392.17
0020263812 | PCB | 392.17
0020263813 | PCB | 392.17
0020263814 | PCB | 392.17
0020263815 | PCB | 392.17
0020263816 | PCB | 544.16
0020263817 | PCB | 544.16
0020263818 | PCB | 544.16
0020263819 | PCB | 572.65
0020263820 | PCB | 572.65
0020263821 | PCB | 572.65
0020263822 | Motor, fan | 130.27
0020263823 | Motor, fan | 122.13
0020263824 | Motor, fan | 130.27
0020263825 | Heat exchanger, outdoor coil | 392.17
0020263826 | Heat exchanger, outdoor coil | 392.17
0020263827 | Heat exchanger, outdoor coil | 392.17
0020263828 | Heat exchanger, outdoor coil | 514.3
0020263829 | Heat exchanger, outdoor coil | 514.3
0020263830 | Heat exchanger, outdoor coil | 514.3
0020263831 | Cover, top | 29.04
0020263832 | Cover, top | 29.04
0020263833 | Cover, top | 29.04
0020263834 | Cover, top | 44.24
0020263835 | Cover, top | 44.24
0020263836 | Cover, top | 44.24
0020263837 | Compressor | 360.96
0020263838 | Compressor | 360.96
0020263839 | Compressor | 360.96
0020263840 | Valve, 4 ways | 108.56
0020263861 | Valve, 4 ways | 108.56
0020263862 | Valve, 4 ways | 108.56
0020263863 | Valve, 4 ways | 130.27
0020263864 | Valve cover | 2.31
0020263865 | Valve cover | 2.31
0020263866 | Valve cover | 2.31
0020263867 | Valve cover | 21.44
0020263868 | PCB, filter board | 64.32
0020263869 | PCB, filter board | 59.44
0020263870 | PCB, filter board | 64.32
0020263871 | PCB, filter board | 77.35
0020264379 | Casing panels, back top, L | 297.18
0020264380 | Grille, back L | 325.68
0020264381 | Side panel, left L | 238.83
0020264700 | Gasket 26x21.2x1.5 3/4 (pk10) | 1.53
0020264845 | Gas valve | 59.44
0020264846 | Gas pipe, flexible | 35.42
0020264847 | Hose, flexible, (x2) | 59.44
0020264848 | Circlip, (x10) | 55.09
0020264849 | Nut, (x5) | 26.19
0020265137 | Valve, filling | 12.21
0020265138 | Handle | 2.9
0020265139 | Valve, filling | 12.21
0020265140 | Lever | 1.9
0020265142 | Sensor, kit | 21.44
0020265143 | Sensor, kit | 13.71
0020265144 | Sensor, kit | 21.44
0020265145 | Sensor, kit | 13.71
0020265146 | Sensor, kit | 21.44
0020265149 | Wiring harness, diagnosis remote control | 360.96
0020265150 | Wiring harness, null-modem cable | 23.2
0020265216 | Electronics, MOMO/2 (liquid gas) | 841.34
0020265217 | Electronics, SPOCK/2 (liquid gas) | 689.36
0020265253 | Screw, (x10) | 16.69
0020265254 | Clip, (x10) | 50.48
0020265255 | Side panel, right | 90.92
0020265256 | Side panel, right | 122.13
0020265257 | Side panel, left | 90.92
0020265258 | Side panel, left | 122.13
0020265259 | Display | 90.92
0020265260 | Cable, Display | 31.75
0020265261 | Housing, Display | 86.85
0020265262 | Terminal strip | 77.35
0020265263 | PCB | 69.21
0020265264 | Wiring harness, air regulation | 35.42
0020265265 | Wiring harness, loading regulation | 29.04
0020265266 | Sieve, fluff sieve universal | 59.44
0020265267 | Sensor, 52 degree | 23.2
0020265268 | Sensor, 58 degree | 26.19
0020265269 | Sensor, 121 degree | 26.19
0020265270 | Sensor, 131 degree | 26.19
0020265271 | Sensor, temperature (unloading) | 35.42
0020265272 | PCB, main PCB | 223.91
0020265273 | Sensor, 135 degree | 59.44
0020265274 | Sensor, 106 degree | 26.19
0020265275 | Gasket | 2.31
0020265326 | Sensor, kit | 13.71
0020265327 | Sensor, kit | 21.44
0020265328 | Sensor, kit | 14.52
0020265329 | Sensor, kit | 21.44
0020265330 | Sensor, kit | 137.06
0020265331 | Flue sensor | 86.85
0020265332 | Flue sensor | 86.85
0020265333 | Support | 9.94
0020265334 | Insulation | 18.18
0020265335 | Insulation | 18.18
0020265375 | Tube, warm water connection tube | 14.52
0020265376 | Connection, with switch | 35.42
0020265377 | Connection, with switch | 35.42
0020265378 | PCB | 115.35
0020265379 | Display | 21.44
0020265380 | Grommet, (x 5) | 10.72
0020265381 | Sensor, core temperature | 35.42
0020265382 | Plug, PV-CF-S 2,5-6 (+) | 9.94
0020265383 | Plug, PV-CM-S 2,5-6 (-) | 9.94
0020266251 | Seal kit | 13.71
0020266252 | Seal kit | 13.71
0020266305 | Tube | 50.48
0020266306 | Tube | 41.25
0020266307 | Tube | 44.24
0020266308 | Tube | 69.21
0020266309 | Tube | 59.44
0020266312 | Clip, (x10) | 6.07
0020266315 | Tube | 47.22
0020266317 | Tube | 50.48
0020266323 | Wiring harness, 24V | 55.09
0020266324 | Wiring harness, 230V | 26.19
0020266326 | Fan | 650
0020266327 | Clip, (x10) | 5.36
0020266328 | Plug, coding | 5.36
0020266330 | Clamp, (x5) | 7.63
0020266332 | Side panel, left S | 202.19
0020266333 | Side panel, left M | 268.69
0020266334 | Side panel, left L | 253.76
0020266336 | Casing panels, S | 253.76
0020266337 | Front panel, L | 283.61
0020266338 | Front panel, top L | 283.61
0020266340 | Spacer, (x10) | 6.07
0020266341 | Casing panels, M | 325.68
0020266342 | Screw, (x10) | 3.87
0020266345 | Clip, (x10) | 9.94
0020266346 | Wiring harness, 230V | 41.25
0020266347 | Wiring harness, 230/400V | 77.35
0020266350 | Wiring harness | 137.06
0020266352 | Cable, bridge 230V | 3.05
0020266353 | Wiring harness | 38.54
0020266354 | Wiring harness | 38.54
0020266357 | Gasket | 9.94
0020266358 | Insulation, (kit) | 9.94
0020266361 | Casing panels, back top, L | 325.68
0020266362 | Side panel, right S | 253.76
0020266363 | Side panel, right M | 325.68
0020266365 | Side panel, top left L | 253.76
0020266370 | Grille, front | 268.69
0020266371 | Casing panels, edge, back S | 202.19
0020266372 | Grille, back L | 360.96
0020266375 | Name badge | 9.94
0020266376 | Name badge | 11.47
0020266386 | Grille, front top L | 480.38
0020266390 | Cover plate | 86.85
0020266391 | Cover plate | 14.52
0020266393 | Grille, S | 238.83
0020266394 | Name badge | 41.25
0020266395 | Name badge | 41.25
0020266396 | Grille, M | 360.96
0020266429 | Fastening kit, compressor | 29.04
0020266434 | Coil | 29.04
0020266435 | Switch, high pressure | 47.22
0020266436 | Temperature limiter | 41.25
0020266437 | Valve | 9.94
0020266438 | Counterweight | 12.21
0020266439 | Filter | 35.42
0020266440 | Insulation (kit) | 44.24
0020266441 | Insulation (kit) | 64.32
0020266445 | Valve 1/2 | 44.24
0020266446 | Valve 5/8 | 55.09
0020266447 | Valve 1/4 | 26.19
0020266448 | Valve 3/8 | 29.04
0020266449 | Inverter | 1376
0020266450 | Inverter | 1954.08
0020266453 | Valve | 59.44
0020266454 | Valve | 55.09
0020266455 | Connection, 1/4 | 3.87
0020266456 | Connection, 1/2 | 6.89
0020266457 | Connection, 3/8 | 5.36
0020266458 | Connection, 5/8 | 8.41
0020266463 | Coil | 26.19
0020266464 | Switch, high pressure | 47.22
0020266465 | Temperature limiter | 38.54
0020266466 | Sensor, high pressure | 77.35
0020266467 | Valve | 9.94
0020266468 | Counterweight | 12.21
0020266469 | Filter | 35.42
0020266471 | Insulation (kit) | 64.32
0020266475 | Valve 1/2 | 41.25
0020266476 | Valve 5/8 | 50.48
0020266477 | Valve 1/4 | 26.19
0020266478 | Valve 3/8 | 29.04
0020266479 | Inverter | 1298.65
0020266480 | Inverter | 1895.73
0020266481 | Insulation (kit) | 50.48
0020266482 | Insulation (kit) | 47.22
0020266483 | Valve | 59.44
0020266484 | Valve | 50.48
0020266485 | Connection, 1/4 | 3.87
0020266486 | Connection, 1/2 | 6.89
0020266487 | Connection, 3/8 | 5.36
0020266488 | Connection, 5/8 | 8.41
0020266489 | Coil | 130.27
0020266490 | Inverter | 956.69
0020266491 | Coil | 238.83
0020266492 | Tube | 77.35
0020266493 | Tube | 50.48
0020266494 | Tube | 82.78
0020266495 | Tube | 55.09
0020266496 | Tube | 77.35
0020266497 | Tube | 50.48
0020266498 | Tube | 77.35
0020266741 | Expansion valve | 82.78
0020266742 | Expansion valve | 77.35
0020266743 | Expansion valve | 82.78
0020266744 | Expansion valve | 153.34
0020266745 | Expansion valve | 153.34
0020266746 | Expansion valve | 153.34
0020266747 | Expansion valve, magnetic coil,white con | 31.75
0020266748 | Expansion valve, magnetic coil,white con | 31.75
0020266749 | Expansion valve, magnetic coil,white con | 31.75
0020266750 | Expansion valve, magnetic coil, red conn | 29.04
0020266751 | Expansion valve, magnetic coil, red conn | 29.04
0020266752 | Expansion valve, magnetic coil, red conn | 29.04
0020266753 | Expansion valve | 115.35
0020266754 | Expansion valve | 115.35
0020266755 | Expansion valve | 115.35
0020266756 | Expansion valve, magnetic coil,black con | 26.19
0020266757 | Expansion valve, magnetic coil,black con | 26.19
0020266758 | Expansion valve, magnetic coil,black con | 26.19
0020266759 | Expansion valve, magnetic coil, yellow | 26.19
0020266760 | Expansion valve, magnetic coil, yellow | 26.19
0020266761 | Expansion valve, magnetic coil, yellow | 26.19
0020266762 | Casing panels, right side | 38.54
0020266763 | Sensor | 9.94
0020266764 | Sensor, Q circuit A | 11.47
0020266765 | Sensor, Q circuit A | 11.47
0020266766 | Sensor, Q circuit A | 11.47
0020266767 | Sensor, Q circuit C | 10.72
0020266768 | Sensor, Q circuit C | 10.72
0020266769 | Sensor, Q circuit C | 10.72
0020266770 | Sensor, Q circuit B | 10.72
0020266771 | Sensor, Q circuit B | 10.72
0020266772 | Sensor, Q circuit B | 10.72
0020266773 | Sensor, Q circuit D | 10.72
0020266774 | Sensor, Q circuit D | 10.72
0020266775 | Sensor, Q circuit D | 10.72
0020266776 | Handle | 5.36
0020266777 | Handle | 5.36
0020266778 | Handle | 5.36
0020267323 | Conversion kit, F11 LPG | 29.04
0020267324 | Conversion kit, F14 LPG | 31.75
0020267325 | Conversion kit, F11 NG | 23.2
0020267326 | Conversion kit, F14 NG | 26.19
0020267338 | Wall seal, inside D100mm | 15.33
0020267340 | Wall seal, inside D100mm | 15.33
0020267342 | Gasket | 18.18
0020267343 | Clamp, D100mm | 31.75
0020267344 | Lip seal, D60, (x5) | 9.94
0020267345 | Wall seal, D100mm | 19.54
0020267346 | Clamp, D125mm | 29.04
0020267347 | Lip seal, D80, (x5) | 21.44
0020267350 | Clamp, bracket tube D125 | 26.19
0020267619 | Electrode (ignition) | 12.21
0020267620 | Electrode (ignition) | 12.21
0020267781 | PCB | 50.48
0020268075 | Conversion kit to P | 8.41
0020268076 | Conversion kit to H | 9.16
0020268077 | Flue sensor | 35.42
0020268078 | Sensor, kit | 18.18
0020268079 | Sensor, kit | 12.99
0020268326 | Conversion kit, to E, Vt, BE | 9.94
0020268327 | Conversion kit, to P, Vt, BE | 9.94
0020268328 | Conversion kit, to E, SDBG, BE | 9.94
0020268329 | Conversion kit, to P, SDBG, BE | 9.94
0020268337 | Elbow | 4.58
0020268339 | Tube | 41.25
0020268340 | Tube | 35.42
0020268613 | Seal kit, Electrode-maintenance kit II | 29.04
0020268739 | Condensate drain | 9.5
0020268740 | Condensate drain | 7.63
0020268741 | Front panel | 202.19
0020268742 | Flue restrictor | 3.05
0020268743 | Flue restrictor | 3.05
0020268744 | Collector, shell rain | 137.06
0020268745 | Hose | 12.21
0020268746 | Hose, pressure safeguard | 3.87
0020268747 | Hose, pressure safeguard | 3.87
0020268748 | Heat exchanger | 841.34
0020268749 | Heat exchanger | 917.33
0020268750 | Heat exchanger | 724.64
0020268751 | Flange | 69.21
0020268752 | Flange, CN | 69.21
0020268753 | Burner | 55.09
0020268754 | Electrode (ignition), CN | 29.04
0020268755 | Fan | 238.83
0020268756 | Venturi | 31.75
0020268757 | Support, gas control valve | 19.54
0020268758 | Gas control valve | 101.78
0020268759 | Gas pipe, gas control valve | 41.25
0020268760 | O-ring, (x10) | 16.69
0020268761 | Clip, (x10) | 14.52
0020268762 | Burner | 64.32
0020268763 | Fan | 514.3
0020268764 | Venturi | 35.42
0020268765 | Gas control valve | 94.99
0020268766 | Gas pipe, gas control valve | 44.24
0020268767 | Air inlet duct | 26.19
0020268768 | Air inlet duct | 44.24
0020268769 | Wiring harness, 24V | 69.21
0020268770 | Wiring harness, 24V STL | 31.75
0020268771 | Wiring harness, 230V | 29.04
0020268772 | Connection, pump | 29.04
0020268773 | Pump | 238.83
0020268774 | Pump | 514.3
0020268775 | Connection, pump | 44.24
0020268776 | Air separator | 392.17
0020268777 | O-ring | 7.63
0020268778 | Filter | 26.19
0020268779 | Screw, (x4) | 2.31
0020268780 | Hose | 13.71
0020268781 | Pressure gauge | 38.54
0020268782 | Connector, gas | 26.19
0020268783 | Support | 21.44
0020268786 | Spacer | 3.87
0020268787 | Nut, (x10) | 18.18
0020268788 | Tube | 41.25
0020268789 | Tube | 47.22
0020268790 | O-ring, (x10) | 35.42
0020268791 | Clip, (x10) | 94.99
0020268792 | Tube | 26.19
0020268793 | Tube | 29.04
0020268794 | Sensor, NTC | 26.19
0020268795 | Gas pipe | 77.35
0020268796 | Gas pipe | 77.35
0020268797 | Pressure relief valve, 4 bar | 29.04
0020268799 | Connection | 50.48
0020268800 | Connection | 55.09
0020268802 | Side panel | 69.21
0020268803 | Front panel | 325.68
0020268804 | Front panel | 392.17
0020268805 | Name badge, (x10) | 223.91
0020268806 | Name badge, (x10) | 360.96
0020268807 | Name badge, (x10) | 188.62
0020268808 | Name badge, (x10) | 188.62
0020268809 | Adapter, 80/125 | 19.54
0020268810 | Flue restrictor | 3.05
0020268811 | Flue restrictor | 3.05
0020268812 | Collector, shell rain | 145.2
0020268813 | Screw, (x10) | 6.89
0020268814 | Hose | 11.47
0020268815 | Hose, pressure safeguard | 3.87
0020268816 | Hose, pressure safeguard | 3.87
0020268817 | Heat exchanger | 763.99
0020268818 | Heat exchanger | 1376
0020268819 | Flange | 90.92
0020268820 | Burner | 50.48
0020268821 | Electrode (ignition) | 26.19
0020268822 | Fan | 223.91
0020268823 | Venturi | 31.75
0020268824 | Support, gas control valve | 19.54
0020268825 | Gas control valve | 101.78
0020268826 | Gas pipe, gas control valve | 41.25
0020268827 | O-ring, (x10) | 18.18
0020268828 | Clip, (x10) | 15.33
0020268829 | Burner | 59.44
0020268830 | Fan | 480.38
0020268831 | Venturi | 35.42
0020268832 | Gas control valve | 94.99
0020268833 | Gas pipe, gas control valve | 44.24
0020268834 | Air inlet duct | 26.19
0020268835 | Air inlet duct | 47.22
0020268836 | Support, PHE | 14.52
0020268837 | Support, PHE | 19.54
0020268838 | Support, PHE top | 10.72
0020268839 | Support, PHE top | 15.33
0020268840 | Wiring harness, 24V | 77.35
0020268841 | Connector (electrical), 3 pole | 6.07
0020268842 | Housing | 55.09
0020268843 | Cable, power supply | 14.52
0020268844 | Wiring harness, 230V | 29.04
0020268845 | Support (extension) | 8.41
0020268846 | Support (extension) | 35.42
0020268847 | Spacer, (x2) | 29.04
0020268848 | Spacer, (x2) | 29.04
0020268849 | Connection, pump | 29.04
0020268850 | Pump | 238.83
0020268851 | Pump | 514.3
0020268852 | Connection, pump | 50.48
0020268853 | Air separator | 392.17
0020268854 | O-ring | 7.63
0020268855 | Filter | 29.04
0020268856 | Screw, (x4) | 2.68
0020268857 | Hose | 13.71
0020268858 | Pressure gauge, 4b | 29.04
0020268859 | Nipple, gas | 26.19
0020268860 | Support | 21.44
0020268861 | Spacer | 3.87
0020268862 | Nut, (x10) | 18.18
0020268863 | Siphon | 35.42
0020268864 | Tube | 38.54
0020268865 | Tube | 44.24
0020268866 | O-ring, (x10) | 35.42
0020268867 | Clip, (x10) | 101.78
0020268868 | Tube | 23.2
0020268869 | Tube | 29.04
0020268870 | Sensor, NTC | 23.2
0020268871 | Gas pipe | 69.21
0020268872 | Gas pipe | 77.35
0020268873 | Pressure relief valve, 4b | 29.04
0020268874 | Connection | 50.48
0020268875 | Connection | 55.09
0020268879 | Cap | 6.07
0020268966 | Cylinder tank, cpl. VIH CL 15 S | 1031.32
0020268967 | Cylinder tank, cpl. VIH CL 20 S | 1070.67
0020268968 | Cylinder tank, cpl. VIH CL 25 S | 1110.03
0020269080 | Cover,Hermetic Cabin-GWH | 9.16
0020269081 | Side Panel, | 9.94
0020269082 | Deflector, GWH FF 11 LT | 1.15
0020269083 | Deflector, GWH FF 14 LT | 1.15
0020269084 | Screw, (x10) | 0.81
0020269085 | Flue gas collector, 14lt | 12.99
0020269086 | Diaphragm, Ø42 mm 11 LT FF GHW | 0.81
0020269087 | Screw, (x10) | 0.81
0020269088 | Pressure switch, 0.85/0.75 mbar FF GWH | 18.18
0020269089 | Hose, (x10) | 3.87
0020269090 | Screw, (x10) | 0.81
0020269091 | Clip, (x10) | 1.15
0020269092 | Burner, 11 LT GWH | 38.54
0020269093 | Burner, 14 LT GWH | 41.25
0020269094 | Manifold, assy 1,16 Hermetic 14 LT GWH | 23.2
0020269095 | Manifold, 0,74 Hermetic 14 LT GWH | 23.2
0020269096 | Manifold, assy 1,17 Hermetic 11 LT GWH | 21.44
0020269097 | Manifold, assy 0,74 Hermetic 11 LT GWH | 21.44
0020269098 | Bracket, Burner GWH | 0.81
0020269099 | Electrode, Electrode Group Hermetic GWH | 11.47
0020269100 | Screw, (x10) | 0.81
0020269101 | Screw, (x10) | 0.81
0020269102 | Sealing ring, (x10) | 3.87
0020269104 | Hexagon nut, AA24 (Thin), (x10) | 6.07
0020269105 | Screw, (x10) | 0.81
0020269108 | Clip, (x10) | 2.68
0020269109 | Stud, PCB Cover GWH | 0.81
0020269110 | Screw, (x10) | 0.81
0020269111 | PCB, For Hermetic GWH, DD | 82.78
0020269112 | Cover, Control box | 1.9
0020269113 | Harness, with Plug, Hermetic GWH | 19.54
0020269164 | PCB | 153.34
0020269217 | Screw, (PK10) | 0.81
0020269219 | Screw, (PK10) | 0.81
0020269220 | Flue restrictor | 0.81
0020269221 | Screw, (PK10) | 0.81
0020269222 | Pressure safeguard | 18.18
0020269223 | Clip, (PK10) | 1.15
0020269224 | Clip, (PK10) | 1.15
0020269226 | Manifold | 21.44
0020269227 | Manifold | 21.44
0020269228 | Screw, (PK10) | 0.81
0020269229 | Electrode (ignition and sensing) | 9.16
0020269230 | Sealing ring, (PK10) | 1.9
0020269231 | Screw, (PK10) | 0.81
0020269234 | Fascia panel | 5.36
0020269318 | Tube | 35.42
0020269319 | Tube | 35.42
0020269320 | Support | 8.41
0020269321 | Support | 9.16
0020269322 | Back-up heater | 480.38
0020269323 | Back-up heater | 514.3
0020269324 | Back-up heater | 572.65
0020269325 | Back-up heater | 544.16
0020269326 | Back-up heater | 514.3
0020269327 | Pump | 238.83
0020269328 | Pump | 268.69
0020269329 | Pump | 392.17
0020269330 | Pump | 360.96
0020269331 | Connector (hydraulic) | 23.2
0020269332 | Connector (hydraulic) | 21.44
0020269333 | Insulation | 12.99
0020269334 | Insulation | 11.47
0020269335 | Diverter valve | 101.78
0020269336 | Diverter valve | 101.78
0020269337 | Hydroblock | 44.24
0020269338 | Hydroblock | 47.22
0020269339 | O-ring, (x10) | 3.05
0020269340 | Clip, (x10) | 15.33
0020269341 | Sensor | 15.33
0020269342 | Screw | 5.36
0020269343 | Tube | 21.44
0020269344 | Tube | 21.44
0020269345 | Tube | 29.04
0020269346 | Tube | 29.04
0020269347 | Tube | 29.04
0020269354 | Fan | 1527.98
0020269355 | Wiring harness, Sensor | 29.04
0020269356 | Siphon, with hose | 47.22
0020269357 | Sensor | 16.69
0020269358 | Connection | 6.89
0020269359 | Handle, filter | 41.25
0020269360 | T-connector | 23.2
0020269361 | Adapter | 13.71
0020269362 | Threaded elbow joint | 23.2
0020269363 | Electronics, 230 V | 59.44
0020269364 | Cover, front | 153.34
0020269365 | Cap | 44.24
0020269366 | Expansion vessel | 115.35
0020269367 | Cylinder tank, 18l | 360.96
0020269368 | Cable | 35.42
0020269369 | Insulation, (kit) | 77.35
0020269370 | Wiring harness, 230V | 10.72
0020269371 | Wiring harness | 31.75
0020269373 | Temperature limiter | 108.56
0020269374 | Tube | 50.48
0020269375 | Tube | 29.04
0020269376 | Tube | 47.22
0020269377 | Tube | 38.54
0020269378 | Tube | 26.19
0020269379 | Tube, connection | 47.22
0020269380 | Tube, connection | 47.22
0020269381 | Tube | 44.24
0020269383 | Tube | 47.22
0020269384 | Tube | 38.54
0020269385 | Tube | 35.42
0020269386 | Tube | 44.24
0020269387 | Tube | 50.48
0020269388 | Hose | 19.54
0020269389 | Grommet for pipe, (x10) | 86.85
0020269390 | Grommet for pipe, (x10) | 86.85
0020269391 | Pad | 9.16
0020269392 | Pad | 12.21
0020269393 | Insulation, drain cock | 3.87
0020269394 | Insulation, anode | 2.31
0020269395 | Cover plate | 35.42
0020269397 | Casing panels, side panels (kit) | 325.68
0020269398 | Casing panels, front (kit) | 607.94
0020269399 | Casing panels, front (kit) | 607.94
0020269400 | Casing panels, side panels (kit) | 325.68
0020269401 | Display | 130.27
0020269402 | Display | 130.27
0020269403 | Connection | 90.92
0020269404 | Support, fan (EPP) | 137.06
0020269405 | Cover plate, junkbox | 69.21
0020269406 | Cable | 6.89
0020269407 | Cable | 9.94
0020269408 | Cable | 23.2
0020269409 | Wiring harness | 38.54
0020269410 | Wiring harness | 41.25
0020269411 | Wiring harness | 19.54
0020269412 | Housing, display | 41.25
0020269413 | Wiring harness | 23.2
0020269414 | Wiring harness | 26.19
0020269415 | Wiring harness | 29.04
0020269417 | Cover, inverter (set) | 38.54
0020269418 | Wiring harness | 9.16
0020269419 | Wiring harness | 55.09
0020269420 | Wiring harness, recoVAIR module | 175.05
0020269421 | Wiring harness,internal backupheater-HMU | 31.75
0020269422 | Wiring harness, internal compressor-HMU | 15.33
0020269423 | Wiring harness | 11.47
0020269424 | Wiring harness | 23.2
0020269425 | Wiring harness, fan clutch | 59.44
0020269426 | Wiring harness, versoTHERM | 268.69
0020269427 | Wiring harness, recoCOMPACT | 253.76
0020269428 | Wiring harness | 19.54
0020269429 | Wiring harness | 14.52
0020269430 | Tube, (set) | 69.21
0020269431 | Plug | 59.44
0020269432 | Wiring harness | 21.44
0020269433 | Clip, (x5) | 6.89
0020269434 | Clip, (x10) | 16.69
0020269435 | Wiring harness | 50.48
0020269436 | Screw, (x10) | 5.36
0020269437 | Elbow | 82.78
0020269438 | Fastening kit, (x10) | 69.21
0020269439 | Fastening kit | 137.06
0020269440 | Plug | 9.94
0020269441 | Plug | 44.24
0020269442 | Flap | 223.91
0020269443 | Display | 64.32
0020269444 | Housing, display | 44.24
0020269445 | Tube | 59.44
0020269446 | Cover | 175.05
0020269447 | Plug | 86.85
0020269448 | Inverter | 956.69
0020269449 | Insert | 188.62
0020269450 | Display | 64.32
0020269602 | Cover, DN 110 | 14.52
0020269603 | Wall seal, DN 160 (stainless steel) | 86.85
0020269604 | Rail, mounting rail 350 mm | 44.24
0020269605 | Lip seal, EPDM DN 160 | 16.69
0020269606 | Seal ring, special profile EPDM DN 104 | 10.72
0020269607 | Grille, white 230 x 240 | 122.13
0020269608 | Cover, DN 110 (inspection element) | 16.69
0020269609 | Cover, DN 160 with knob | 145.2
0020269610 | Support, clamp DN 160 | 101.78
0020269611 | Flue pipe D 110 x 500 mm, PP black | 41.25
0020269612 | Wall seal, 425 x 280 mm | 69.21
0020269613 | Support, clamp DN 160 | 12.21
0020269614 | Seal ring, special profile EPDM DN 110 | 8.41
0020269615 | O-ring, EPDM DN 110 | 8.41
0020269616 | Seal ring, special profile DN 160 | 8.41
0020269617 | Cover, DN 110 | 31.75
0020269618 | Wall seal, white DN 160 | 69.21
0020269619 | Cover, DN 160 | 64.32
0020269620 | O-ring, DN 160 | 12.21
0020269621 | Cover, inspection element DN 160 | 23.2
0020269622 | Siphon, DN 37 | 59.44
0020269623 | Grille, 230 x 240 stainless steel | 130.27
0020269702 | Manifold | 175.05
0020269703 | Connection | 12.21
0020269704 | Gasket (PK10) | 2.68
0020269705 | Burner, 7 kW | 202.19
0020269706 | Burner, 8-9 kW | 202.19
0020269707 | Pilot burner | 115.35
0020269709 | Piezo igniter | 8.41
0020269710 | Manifold | 175.05
0020269711 | Connection | 12.21
0020269712 | Gasket (PK10) | 2.68
0020269713 | Burner, 7 kW | 188.62
0020269714 | Burner, 8-9 kW | 188.62
0020270730 | Draught diverter, 10kW | 38.54
0020270731 | Draught diverter, 20kW | 38.54
0020270732 | Draught diverter, 24/25kW | 47.22
0020270733 | Cable, adapter for SAIA 3wv motor | 16.69
0020270735 | Label, maintenance (x100) | 26.19
0020270737 | Wiring harness, right | 35.42
0020270738 | Wiring harness, left | 35.42
0020271119 | Conversion kit, G30-29mbar / G31-37mbar | 26.19
0020271174 | Side panel | 59.44
0020271175 | Screw, (x10) | 1.53
0020271250 | Heat exchanger | 650
0020271252 | Lambda sensor, LSF 4.2 | 297.18
0020271253 | Maintenance kit, ecopower with GAM-NG | 877.98
0020271254 | Maintenance kit, ecopower with GAM-FG | 917.33
0020271255 | Heat exchanger, flue gas | 3180.81
0020271256 | Electronics, SPOCK | 841.34
0020271257 | Electronics, MOMO | 572.65
0020271688 | Nipple | 9.16
0020271689 | Nipple, gas cock | 9.94
0020272048 | Cover plate, Burner chamber 80 kW | 108.56
0020272049 | Cover plate, Burner chamber 80 kW | 223.91
0020272050 | Cover plate, Burner chamber 100 kW | 188.62
0020272051 | Cover plate, Burner chamber 100 kW | 297.18
0020272052 | Cover plate, Burner chamber 120 kW | 188.62
0020272053 | Cover plate, Burner chamber 120 kW | 297.18
0020272054 | Seal kit, 80 kW | 82.78
0020272055 | Seal kit, 80 kW | 145.2
0020272056 | Seal kit, 100/120 kW | 108.56
0020272057 | Seal kit, 100/120 kW | 160.13
0020272058 | Nut, (x10) | 2.68
0020272059 | Nut, (x10) | 5.36
0020272534 | Conversion kit | 26.19
0020272535 | Conversion kit | 21.44
0020272554 | Connection G3/4, brass, inlet DW | 9.16
0020272649 | Control panel | 2.31
0020272654 | Name badge | 0.81
0020272690 | Cylinder, Spare module 212 l | 1669.11
0020272901 | Tube | 29.04
0020272902 | Tube | 26.19
0020272903 | Tube | 26.19
0020272904 | Tube | 55.09
0020272905 | Tube | 55.09
0020272906 | Flexible tube | 9.16
0020272907 | Flexible tube | 10.48
0020272908 | Connector (electrical) | 11.47
0020272910 | Plug | 1.9
0020272912 | Tube | 7.63
0020272913 | Tube | 6.89
0020272914 | Screw, (x10) | 3.05
0020272915 | Wiring harness, 230V | 29.04
0020272916 | Expansion vessel | 130.27
0020272917 | Adapter | 3.87
0020272918 | Support | 7.63
0020272919 | Support | 7.63
0020272920 | Spacer | 31.75
0020272921 | Spacer | 26.19
0020272922 | Support | 29.04
0020272923 | Support | 26.19
0020272924 | Spacer | 26.19
0020272925 | Spacer | 23.2
0020272926 | Support | 44.24
0020272927 | Support | 41.25
0020272928 | Support | 7.63
0020272929 | Support | 13.71
0020272930 | Front panel | 108.56
0020273086 | PCB | 153.34
0020273087 | PCB | 137.06
0020273088 | PCB | 145.2
0020273089 | PCB | 137.06
0020273090 | PCB | 122.13
0020273093 | Cable, pump | 41.25
0020273094 | Connector | 10.72
0020273265 | Side panel, top left L | 253.76
0020273267 | Front panel, L | 283.61
0020273268 | Front panel, top L | 283.61
0020273271 | Wiring harness, inverter 3PH | 55.09
0020273272 | Wiring harness, inverter 1PH | 59.44
0020273273 | Wiring harness, inverter/compressor | 47.22
0020273276 | Wiring harness, inverter 3PH | 55.09
0020273277 | Wiring harness, inverter 1PH | 82.78
0020273278 | Wiring harness, inverter/compressor | 64.32
0020273280 | Casing panels, edge, back S | 188.62
0020273281 | Side panel, right S | 238.83
0020273282 | Side panel, right M | 325.68
0020273283 | Side panel, left S | 188.62
0020273284 | Side panel, left M | 253.76
0020273291 | Grille, front S | 325.68
0020273292 | Grille, front M | 419.31
0020273293 | Casing panels, S | 238.83
0020273294 | Casing panels, M | 297.18
0020273296 | Grille, S | 238.83
0020273297 | Grille, M | 360.96
0020273315 | Support | 5.36
0020273316 | Support | 6.07
0020273317 | Screw, (x5) | 5.36
0020273318 | Clip, (x5) | 4.58
0020273320 | Cable tie, (x100) | 16.69
0020273321 | Cover, control box | 7.63
0020273322 | Clip, (x10) | 4.58
0020273324 | Support | 13.71
0020273327 | Cover plate | 26.19
0020273329 | Housing, control box | 13.71
0020273330 | Cover plate, Inverter | 29.04
0020273331 | Insulation, (x2) | 3.05
0020273332 | Insulation, Casing panels | 5.36
0020273333 | Fan | 607.94
0020273334 | Clip, (x10) | 5.36
0020273336 | Clamp, (x5) | 7.63
0020273337 | Spacer, (x10) | 6.89
0020273338 | Screw, (x10) | 4.58
0020273339 | Clip, (x10) | 9.16
0020273340 | Wiring harness, 230V | 41.25
0020273342 | Wiring harness | 137.06
0020273343 | Cable | 2.68
0020273344 | Wiring harness | 38.54
0020273345 | Wiring harness | 35.42
0020273346 | Gasket | 9.16
0020273347 | Insulation, (kit) | 9.94
0020273351 | Cover plate | 82.78
0020273352 | Cover plate | 23.2
0020273354 | Support | 5.36
0020273355 | Support | 10.72
0020273356 | Screw, (x5) | 5.36
0020273357 | Clip, (x5) | 4.58
0020273359 | Cable tie, (x100) | 18.18
0020273360 | Cover, control box | 8.41
0020273361 | Clip, (x10) | 4.58
0020273363 | Support | 14.52
0020273366 | Cover plate | 29.04
0020273368 | Housing, control box | 13.71
0020273369 | Cover plate, Inverter | 29.04
0020273370 | Insulation, (x2) | 3.87
0020273371 | Insulation, Casing panels | 5.36
0020273376 | Tube | 50.48
0020273377 | Tube | 41.25
0020273378 | Tube | 41.25
0020273379 | Tube | 69.21
0020273380 | Tube | 59.44
0020273381 | Clip, (x10) | 5.36
0020273382 | Cable, ground connection | 3.87
0020273383 | Tube | 55.09
0020273384 | Tube | 55.09
0020273385 | Cover | 18.18
0020273388 | Temperature limiter | 130.27
0020273389 | Wiring harness, 24V | 55.09
0020273390 | Wiring harness, 230V | 26.19
0020273391 | Wiring harness, tariff selector | 7.63
0020273392 | Cover | 18.18
0020273394 | Switch, temperature limiter | 122.13
0020273395 | Display | 59.44
0020273397 | Casing panels, back top, L | 283.61
0020273398 | Grille, back L | 297.18
0020273399 | Side panel, left L | 223.91
0020273402 | Side panel, top left L | 223.91
0020273836 | Front panel | 101.78
0020273837 | Front panel | 101.78
0020273842 | Actuator | 108.56
0020273843 | Actuator | 115.35
0020273844 | Clip, (x10) | 6.89
0020273845 | Clip, (x10) | 9.94
0020273847 | Housing | 21.44
0020273848 | Tube | 19.54
0020273849 | Tube | 26.19
0020273850 | Clip, (x5) | 3.05
0020273851 | Wiring harness | 77.35
0020273852 | Wiring harness | 77.35
0020273853 | Switch | 59.44
0020273854 | Wiring harness | 26.19
0020273855 | Wiring harness | 44.24
0020273856 | Wiring harness | 41.25
0020273857 | Tube | 26.19
0020273858 | Screw, (x10) | 2.68
0020273861 | Condenser | 544.16
0020273862 | Condenser | 572.65
0020273863 | Condenser | 607.94
0020273864 | Condenser | 650
0020273865 | Condenser | 724.64
0020273891 | Hose, (x10) | 3.87
0020274227 | Knob | 1.15
0020274228 | Knob | 0.81
0020274229 | Diaphragm plate | 0.81
0020274233 | Conversion kit, NG | 47.22
0020274234 | Conversion kit, LPG | 137.06
0020274241 | Conversion kit, LPG | 41.25
0020274242 | Conversion kit, NL | 35.42
0020274243 | Conversion kit, LPG | 38.54
0020274244 | Conversion kit, NL | 38.54
0020274599 | Condenser | 803.34
0020274601 | Tube | 31.75
0020274602 | Support | 8.41
0020274603 | Back-up heater | 449.17
0020274604 | Back-up heater | 514.3
0020274605 | Pump | 202.19
0020274606 | Pump | 360.96
0020274607 | Connector (hydraulic) | 19.54
0020274608 | Insulation | 9.16
0020274609 | Diverter valve | 90.92
0020274610 | Hydroblock | 41.25
0020274611 | O-ring, (x10) | 3.05
0020274612 | Clip, (x10) | 15.33
0020274613 | Sensor | 14.52
0020274614 | Pressure safeguard | 12.99
0020274615 | Sealing ring, (x10) | 6.07
0020274616 | O-ring, (x10) | 3.05
0020274617 | Screw, (x10) | 12.99
0020274618 | Actuator | 94.99
0020274750 | Printed circuit board, FMU | 223.91
0020274751 | Printed circuit board, FMU | 223.91
0020274832 | Conversion kit, D=2.00 (LL-Gas) | 10.72
0020274833 | Conversion kit, D=1.90 (LL-Gas) | 10.72
0020274834 | Conversion kit, D=2.10 (LL-Gas) | 10.72
0020274835 | Conversion kit, D=1.95 (LL-Gas) | 10.72
0020275015 | Pressure relief valve, 3 bar | 12.21
0020275016 | Pressure relief valve, 3 bar | 12.21
0020275022 | Front panel, L | 253.76
0020275023 | Front panel, top L | 268.69
0020275030 | Casing panels, edge, back S | 188.62
0020275031 | Side panel, right S | 223.91
0020275032 | Side panel, right M | 297.18
0020275033 | Side panel, left S | 188.62
0020275034 | Side panel, left M | 253.76
0020275035 | Grille, front S | 325.68
0020275036 | Grille, front M | 419.31
0020275037 | Casing panels, S | 223.91
0020275038 | Casing panels, M | 283.61
0020275040 | Grille, S | 223.91
0020275041 | Grille, M | 325.68
0020275042 | Fan | 572.65
0020275043 | Clip, (x10) | 5.36
0020275044 | Plug | 5.36
0020275045 | Clamp, (x5) | 6.89
0020275046 | Spacer, (x10) | 6.89
0020275047 | Screw, (x10) | 4.58
0020275048 | Clip, (x10) | 8.41
0020275049 | Wiring harness, 230V | 38.54
0020275051 | Wiring harness | 122.13
0020275052 | Cable | 2.68
0020275053 | Wiring harness | 35.42
0020275054 | Wiring harness | 35.42
0020275055 | Gasket | 8.41
0020275056 | Insulation, (kit) | 9.16
0020275060 | Cover plate | 77.35
0020275061 | Cover plate | 23.2
0020275063 | Support | 5.36
0020275064 | Support | 12.21
0020275065 | Screw, (x5) | 5.36
0020275066 | Clip, (x5) | 4.58
0020275067 | Sensor, temperature | 14.52
0020275068 | Cable tie, (x100) | 15.33
0020275069 | Cover, control box | 8.41
0020275070 | Clip, (x10) | 4.58
0020275072 | Support | 15.33
0020275075 | Cover plate | 26.19
0020275077 | Housing, control box | 16.69
0020275078 | Cover plate, Inverter | 26.19
0020275079 | Insulation, (x2) | 3.87
0020275080 | Insulation, Casing panels | 5.36
0020275081 | Condensate drain | 47.22
0020275082 | Insulation, (x4) | 10.72
0020275083 | Condensate drain | 44.24
0020275084 | Insulation, (x4) | 9.94
0020275085 | Screw, (x10) | 2.31
0020275086 | Cable, coding | 2.68
0020275087 | Cable, coding | 2.68
0020275088 | Cable, coding | 3.05
0020275089 | Name badge | 12.21
0020275090 | Wiring harness, 230/400V | 64.32
0020275277 | Control panel | 26.19
0020275278 | Connector (electrical) | 2.68
0020275279 | Tube | 23.2
0020275280 | Tube | 50.48
0020275281 | Flexible tube | 8.41
0020275282 | Condenser | 480.38
0020275283 | Condenser | 544.16
0020275284 | Condenser | 689.36
0020275285 | O-ring, (x10) | 2.31
0020275287 | Front panel | 325.68
0020275288 | Front panel | 392.17
0020275290 | Electrode (ignition and sensing) | 19.54
0020275863 | Electronics, MOMO controller chip | 50.48
0020275887 | Wiring harness, kit internal connection | 325.68
0020276933 | Connection, for insulated pipe Ø125 | 41.25
0020276934 | Connection, for insulated pipe D160 | 21.44
0020276935 | Display | 392.17
0020277581 | Sensor, kit with harness (60C left) | 55.09
0020277582 | Sensor, kit with harness (60C right) | 55.09
0020277583 | Sensor, kit with harness (63C left) | 41.25
0020277584 | Sensor, kit with harness (65C left) | 44.24
0020277585 | Pump | 325.68
0020277590 | Gas pipe, bottom (tin-coated) | 26.19
0020277834 | Conversion kit, D=1.65 (2H, 2E) | 10.72
0020277835 | Conversion kit, D=1.75 (2H, 2E) | 10.72
0020277836 | Conversion kit, D=1.80 (2H, 2E) | 11.47
0020277837 | Conversion kit, D=1.85 (2H, 2E) | 11.47
0020277838 | Conversion kit, AQGAS C130N (2H, 2E Gas) | 10.72
0020277839 | Conversion kit, D=1.75 (2H, 2E) | 10.72
0020277840 | Conversion kit, D=1.80 (2H, 2E) | 11.47
0020277841 | Conversion kit, D=1.85 (2H, 2E) | 11.47
0020278074 | Automatic air vent | 16.69
0020278075 | Automatic air vent | 16.69
0020278076 | Tube | 38.54
0020278077 | Tube | 38.54
0020278078 | Refrigerant accumulator | 90.92
0020278079 | Refrigerant accumulator | 108.56
0020278080 | Refrigerant accumulator | 86.85
0020278081 | Refrigerant accumulator | 101.78
0020278346 | Nut, (x5) | 3.87
0020278347 | Nut, (x5) | 3.87
0020278348 | Insulation (kit) | 19.54
0020278349 | Insulation (kit) | 21.44
0020278350 | Insulation | 7.63
0020278351 | Insulation (kit) | 16.69
0020278352 | Insulation (kit) | 15.33
0020278353 | Insulation (kit) | 16.69
0020278354 | Insulation | 7.63
0020278355 | Insulation (kit) | 15.33
0020278356 | Insulation (kit) | 15.33
0020278357 | Insulation (kit) | 15.33
0020278358 | Cap, (kit 1/2, 1/4, 3/8, 5/8) | 7.63
0020278359 | Cap (kit 1/2, 1/4, 3/8, 5/8) | 7.63
0020278360 | Insulation (kit) | 77.35
0020278361 | Insulation (kit) | 23.2
0020278371 | Tube | 50.48
0020278372 | Clip, (x5) | 4.58
0020278373 | Casing panels, edge, back M | 223.91
0020278374 | Casing panels, edge, back M | 202.19
0020278618 | Plug, RST25i3 | 21.44
0020278619 | Plug, RST25i5 | 41.25
0020278620 | Support, 80 mm, (x 2) | 9.16
0020278621 | Pad, 200x80x10 mm, (x 5) | 4.58
0020278622 | Nut, (x10) | 26.19
0020278623 | Clip, (x10) | 12.99
0020278624 | Plug, (x3) | 26.19
0020278625 | Plug, (x3) | 26.19
0020278626 | Gasket | 14.52
0020278627 | Casing panels | 283.61
0020278628 | Casing panels | 297.18
0020278629 | Casing panels | 297.18
0020278630 | Casing panels | 297.18
0020278631 | Casing panels | 297.18
0020278632 | Casing panels | 480.38
0020278633 | Casing panels | 514.3
0020278634 | Casing panels | 544.16
0020278635 | Casing panels | 544.16
0020278636 | Casing panels | 607.94
0020278637 | Casing panels | 607.94
0020278670 | PCB, HMU outdoor | 160.13
0020278671 | PCB, HMU indoor | 160.13
0020278672 | PCB, BUH board | 188.62
0020278673 | PCB, installer board 1PH | 145.2
0020278677 | Shaft | 3.05
0020278678 | Valve | 4.58
0020278682 | Cover | 3.87
0020278683 | Diaphragm plate | 2.31
0020278684 | Flow regulator | 2.68
0020278685 | Shaft | 2.31
0020278688 | Screw, (x10) | 0.81
0020278692 | Grommet,(pk10) | 1.9
0020278696 | Casing | 19.54
0020278697 | Thermostat | 3.05
0020278698 | Draught diverter | 9.16
0020278699 | Connection | 0.81
0020278700 | Connection box | 4.58
0020278701 | PCB | 38.54
0020278702 | Heat exchanger | 153.34
0020278703 | Plate | 0.81
0020278704 | Thermostat | 2.68
0020278705 | Burner | 90.92
0020278706 | Manifold | 29.04
0020278710 | Pilot burner, complete G20 | 9.94
0020278712 | Tube | 5.36
0020278713 | Tube | 10.72
0020278714 | Tube | 12.99
0020278715 | Flow monitor | 15.33
0020278716 | Gas valve assembly, G20 | 122.13
0020278718 | Gas valve assembly, G20 | 82.78
0020278720 | Water section | 47.22
0020278723 | Tube | 2.31
0020278724 | Valve | 31.75
0020278725 | Cover | 4.58
0020278727 | Knob | 0.81
0020278728 | Switch | 2.68
0020278729 | Water deficiency valve | 2.31
0020278731 | Venturi | 2.68
0020278732 | Valve | 2.31
0020278831 | Control box | 59.44
0020278832 | Tube | 6.89
0020278833 | Automatic air vent | 18.18
0020278834 | Clip, (x10) | 9.16
0020278835 | Expansion vessel | 122.13
0020278836 | Pressure gauge | 15.33
0020278837 | Adapter | 3.05
0020278838 | Support | 6.89
0020278839 | Spacer | 26.19
0020278840 | Support | 26.19
0020278841 | Spacer | 23.2
0020278842 | Support | 41.25
0020278843 | Support | 13.71
0020278844 | Support, (x2) | 2.31
0020278845 | Front panel | 101.78
0020278849 | Clip, (x10) | 9.94
0020278850 | Insulation | 4.58
0020278851 | Screw, (x10) | 9.94
0020278852 | Screw, (x10) | 2.31
0020278853 | Clip, (x5) | 3.05
0020278854 | Casing | 6.89
0020278855 | Housing | 23.2
0020278856 | Housing | 15.33
0020278857 | Switch | 55.09
0020278858 | Screw, (x10) | 2.68
0020278859 | Cable | 3.87
0020278861 | Control panel | 130.27
0020278862 | Wiring harness | 6.89
0020278863 | Wiring harness | 69.21
0020278864 | Cover | 15.33
0020278865 | Wiring harness | 38.54
0020278866 | Grommet | 3.87
0020278867 | Screw, (x10) | 3.87
0020278868 | Gasket, (x10) | 2.68
0020278869 | Switch | 55.09
0020278872 | Gas pipe | 47.22
0020278873 | Housing | 16.69
0020278874 | Housing | 16.69
0020278875 | Wiring harness | 44.24
0020278876 | Wiring harness | 41.25
0020278877 | Wiring harness | 38.54
0020278878 | Insulation, (kit) | 38.54
0020278879 | Insulation, (kit) | 38.54
0020278880 | Insulation, (kit) | 35.42
0020278881 | PCB, HMU | 253.76
0020278912 | PCB, HMU | 253.76
0020278918 | Display | 55.09
0020279718 | Screw, (x10) | 2.68
0020279719 | Name badge, (x10) | 325.68
0020279720 | Adapter, 80/125 | 11.47
0020279721 | Flue restrictor | 2.68
0020279722 | Flue restrictor | 2.68
0020279723 | Support | 5.36
0020279724 | Heat exchanger | 689.36
0020279725 | Heat exchanger | 763.99
0020279726 | Insulation, 24 mm | 59.44
0020279727 | Support, PHE | 7.63
0020279728 | Support, PHE | 10.72
0020279729 | Clamp | 2.68
0020279730 | Screw, (x10) | 2.31
0020279731 | Support, PHE top | 3.05
0020279732 | Support, PHE top | 8.41
0020279733 | Siphon | 29.04
0020279734 | Flange | 64.32
0020279735 | Insulation | 10.72
0020279736 | Gasket burner | 1.53
0020279737 | Burner | 55.09
0020279738 | Burner | 64.32
0020279739 | Electrode (ignition) | 26.19
0020279740 | Screw, (x10) | 3.87
0020279741 | Nut, (x10) | 2.68
0020279742 | Air inlet duct | 35.42
0020279743 | Air inlet duct | 47.22
0020279744 | Support air inlet duct | 3.05
0020279745 | Fan | 253.76
0020279746 | Fan | 544.16
0020279747 | Venturi | 35.42
0020279748 | Venturi | 31.75
0020279749 | Support, gas control valve | 19.54
0020279750 | Gas control valve | 94.99
0020279751 | Gas control valve | 90.92
0020279752 | Screw, (x50) | 5.36
0020279753 | Gas pipe, gas control valve | 41.25
0020279754 | Gas pipe, gas control valve | 44.24
0020279755 | O-ring, (x10) | 18.18
0020279756 | Clip, (x10) | 14.52
0020279757 | Sealing ring, (x10) | 2.68
0020279758 | Housing | 50.48
0020279759 | Cover | 16.69
0020279760 | Display | 77.35
0020279761 | Cable tree (harness) | 4.58
0020279762 | Connection, 3 pole | 2.31
0020279763 | Connector (electrical), 3 pole | 3.87
0020279764 | Connection, 3 pole | 2.68
0020279765 | Plug, 2 pole | 1.9
0020279766 | Plug, 2 pole 24V | 2.31
0020279767 | Cable, power supply | 9.16
0020279768 | Wiring harness, 230V | 21.44
0020279769 | Wiring harness, 24V | 59.44
0020279770 | Cable strain relief | 3.87
0020279771 | Plug (small) | 1.15
0020279772 | Support, (x2) | 2.68
0020279773 | Support (extension) | 3.87
0020279774 | Support (extension) | 31.75
0020279775 | Spacer, (x2) | 31.75
0020279776 | Spacer, (x2) | 35.42
0020279777 | Connection, pump | 35.42
0020279778 | Pump | 268.69
0020279779 | Pump | 544.16
0020279780 | O-ring, (x10) | 3.87
0020279781 | Connection, pump | 47.22
0020279782 | Air separator | 297.18
0020279783 | O-ring | 7.63
0020279784 | Filter | 31.75
0020279785 | Automatic air vent | 26.19
0020279786 | Screw, (x4) | 2.31
0020279787 | Hose | 14.52
0020279788 | Pressure gauge, 4b | 29.04
0020279789 | Support | 18.18
0020279790 | Collector, shell rain | 145.2
0020279791 | Screw, (x10) | 3.05
0020279792 | Hose | 12.99
0020279793 | Nut (PK4) | 3.87
0020279794 | Pressure safeguard | 26.19
0020279795 | Hose, pressure safeguard | 3.87
0020279796 | Hose, pressure safeguard | 3.87
0020279797 | Nipple, gas | 26.19
0020279798 | Spacer | 3.87
0020279799 | Grommet | 2.31
0020279800 | Gasket, (x10) | 7.63
0020279801 | Tube | 38.54
0020279802 | O-ring, (x10) | 2.68
0020279803 | Tube | 41.25
0020279804 | O-ring, (x10) | 35.42
0020279805 | Clip, (x10) | 90.92
0020279806 | Sensor | 35.42
0020279807 | Tube | 23.2
0020279808 | Tube | 26.19
0020279809 | Sensor, NTC | 26.19
0020279810 | Gas pipe | 69.21
0020279811 | Gas pipe | 77.35
0020279812 | Screw connection | 16.69
0020279813 | Pressure relief valve, 4b | 19.54
0020279814 | Sealing ring, (x10) | 7.63
0020279815 | Connection | 55.09
0020279816 | Connection | 59.44
0020279817 | Drain point | 8.41
0020279818 | Nut 3/4 | 6.89
0020279819 | Flexible hose | 5.36
0020280042 | Fan | 94.99
0020280043 | Fan | 94.99
0020280044 | Fan | 94.99
0020280048 | Fan | 90.92
0020280049 | Fan | 90.92
0020280050 | Fan | 90.92
0020280175 | Coil, ignition coil type 4 | 325.68
0020280176 | Cable, ground wire ignition coil type 4 | 38.54
0020280590 | PCB | 188.62
0020280591 | PCB | 188.62
0020280641 | Casing panels, front (kit) | 480.38
0020282128 | Pilot burner | 108.56
0020282130 | Piezo igniter | 7.63
0020GEABK1 | Engine, cpl. | 2985.4
009536 | VRC-FBG w (VRC MF/MF-TEC) | 175.05
009537 | VRC-FBG a Remote Control (VRC-UB/UBW) | 122.13
009549 | Messöffnung für konz. Rohrsystem | 50.48
009599 | Duct VRC-UB/UBW | 69.21
010003 | Screw - Diaphragm | 0.81
010006 | Diaphragm disc | 4.58
010007 | Diaphragm disc | 4.58
010009 | Spring | 1.53
010013 | Venturi | 9.94
010014 | Venturi | 2.68
010025 | Venturi | 3.05
010026 | Venturi | 3.05
010047 | Distance ring | 15.33
010050 | Screw | 1.9
010052 | Water filter | 2.68
010053 | Water filter | 2.31
010063 | Venturi | 2.68
010083 | Spring bolt | 1.15
010085 | Spring | 1.53
010088 | Temperature selector | 21.44
010094 | Spindle | 7.63
010138 | Screw - Adjusting | 2.31
010139 | Regulation | 5.36
010141 | Disc | 1.9
010144 | Sleeve nut | 3.05
010216 | Slow ignition valve | 1.15
010222 | Ball valve (R 1 1/4) | 108.56
010223 | Ball valve (R 1) | 82.78
010226 | Ball valve (R 1) | 122.13
010227 | Ball valve (R 1 1/4) | 153.34
010231 | Shut-off valve, 3/8 | 23.2
010233 | Ball valve | 69.21
010235 | ball valve | 69.21
010236 | Ball valve | 13.71
010238 | ball valve | 101.78
010239 | ball valve | 108.56
010240 | ball valve | 101.78
010241 | ball valve | 145.2
010347 | Diaphragm | 11.47
010349 | Diaphragm | 1.53
010354 | Diaphragm | 7.63
010359 | Diaphragm | 9.5
010360 | Diaphragm | 6.89
010362 | Diaphragm | 11.47
010364 | Diaphragm | 19.54
010365 | Diaphragm | 11.41
010366 | Diaphragm, (x10) | 15.33
010374 | Diaphragm, (x10) | 10.72
010375 | Diaphragm, (x5) | 10.72
010377 | Diaphragm | 2.35
010457 | Diaphragm disc | 3.87
010727 | Spindle | 5.36
010738 | Adjusting spindle | 12.99
010957 | Spindle | 7.63
011010 | Water valve | 153.34
011017 | Water valve | 153.34
011156 | Water valve | 153.34
011174 | Water valve | 153.34
011218 | Water valve | 153.34
011219 | Water valve | 145.2
011220 | Water valve | 153.34
011222 | Water valve | 153.34
011223 | Water valve | 153.34
011240 | Water valve | 153.34
011260 | Water valve | 94.99
011261 | Water valve | 101.78
011263 | Water valve | 108.56
011264 | Water valve | 82.78
011272 | Water valve | 115.35
011273 | Water valve | 122.13
011274 | Water valve | 115.35
011275 | Water valve | 122.13
011282 | Water valve | 175.05
011283 | Water valve | 175.05
011284 | Water valve | 188.62
011287 | Water valve | 50.48
011288 | Water valve | 69.21
011289 | Diverter valve | 160.13
011291 | Water valve | 122.13
011292 | Water valve | 122.13
011293 | Water valve | 122.13
011294 | Water valve | 122.13
011295 | Water valve | 122.13
011296 | Water valve | 122.13
011298 | Water valve | 122.13
011299 | Water valve | 122.13
011302 | Water valve | 94.99
011303 | Water valve | 94.99
011307 | Water valve | 94.99
011309 | Water valve | 94.99
011502 | Condensate trap, lower part | 3.87
011504 | Condensate trap | 10.72
011508 | Condensate trap | 9.16
011512 | Siphon | 35.42
011513 | Condensate trap | 31.75
011519 | condensing drain | 115.35
011538 | Condensing drain | 38.54
011540 | Collecting sheet 80kW | 917.33
011542 | Collecting sheet 160kW | 993.32
011543 | Collecting sheet 200kW | 1031.32
011544 | Collecting sheet 240kW | 1070.67
011545 | Collecting sheet 280kW | 1298.65
011546 | Condensing pipe | 16.69
011547 | Condensate trap | 29.04
011548 | Collecting sheet | 480.38
011597 | Condensing pipe | 10.72
011603 | Limiter 14l/min | 3.87
011913 | Venturi | 3.87
012009 | Handle set (blue and red) | 7.63
012149 | Stuffing box | 4.58
012156 | Stuffing box | 3.33
012157 | Stuffing box | 3.05
012162 | Stuffing box, (x5) | 16.69
012415 | Partial input reg. unit | 31.75
012519 | Temperature selector | 26.19
012528 | Temperature selector | 16.69
012532 | Temperature selector | 35.42
012533 | Temperature selector | 35.42
012546 | Temperature selector | 13.71
012548 | Temperature selector | 14.52
012552 | Temperature selector | 29.04
012553 | Temperature selector | 26.19
012622 | Valve | 4.58
012646 | Servo valve | 55.09
012648 | Pressure differential valve | 69.21
012666 | Valve | 14.52
012667 | Valve | 14.52
012684 | Diverter valve | 137.06
012688 | Valve | 9.94
012693 | Pressure relief valve | 18.18
012696 | Upper part of valve | 15.33
012698 | Diverter valve | 137.06
012738 | Upper part of valve | 9.16
012755 | Upper part of valve | 8.41
012764 | Upper part of valve | 15.33
012766 | Tap spindle set | 41.25
012772 | Tap spindle set | 35.42
012806 | Venturi | 13.71
012811 | Venturi | 5.36
012860 | Venturi | 6.07
012861 | Venturi plate fan | 9.94
012864 | Venturi | 9.94
012865 | Venturi | 9.16
012866 | Venturi | 6.07
012867 | Venturi | 26.19
012868 | Venturi | 5.36
012870 | Venturi | 5.36
012944 | Water quantity regulator | 6.89
012946 | Water quantity regulator | 8.57
012947 | Water quantity regulator | 7.63
012969 | Water flow restrictor | 23.2
012970 | Water flow restrictor | 23.2
012971 | Water flow restrictor | 23.2
012972 | Limiter | 23.2
012974 | Limiter (set) | 21.44
012975 | Limiter 8.1l/min | 5.36
012976 | Limiter 9.4l/min | 5.36
012983 | Limiter 6.5l/min | 6.89
012984 | Limiter 7.3l/min | 7.63
012986 | Limiter 5.3l/min | 6.07
012987 | Limiter 11.7l/min | 7.63
012993 | Limiter 13l/min | 6.07
013014 | Water valve, upper part | 31.75
013034 | Water valve, upper part | 26.19
013049 | Water valve, upper part | 55.09
013050 | Water valve, upper part | 44.24
013061 | Water valve, upper part | 15.33
013062 | Water valve, upper part | 15.33
013309 | Reversing cock | 38.54
013512 | Water valve, lower part | 38.54
013517 | Water valve, lower part | 55.09
014614 | Valve | 11.47
014616 | Valve | 12.21
014625 | Valve | 7.63
014631 | Diverter valve | 86.85
014639 | Diverter valve | 77.35
014651 | Valve | 16.69
014658 | Valve - Central heating service | 55.09
014659 | Gas service valve | 55.09
014661 | Valve | 50.48
014665 | Valve | 23.2
014669 | Drain cock (M12x1) | 38.54
014674 | Filling valve with non-return valve | 24.63
014675 | Filling valve without non-return valve | 23.2
014676 | Non-return valve | 35.42
014683 | Expansion valve | 325.68
014684 | Expansion valve | 325.68
014685 | Expansion valve | 325.68
014686 | Expansion valve | 841.34
014687 | Expansion valve | 1145.31
014688 | Expansion valve | 841.34
014689 | Expansion valve | 841.34
014690 | Drain cock | 77.35
014691 | Expansion valve | 101.78
014692 | Overpressure valve | 11.47
014693 | Non-return valve | 59.44
014694 | Servo control valve | 50.48
014695 | Servo control valve | 55.09
014701 | Valve | 16.69
014714 | Valve | 33.47
014715 | Valve | 130.27
014717 | Valve | 130.27
014718 | Valve | 160.13
014720 | Drain cock | 31.75
014723 | Return valve | 10.72
014727 | Ball valve | 6.89
014731 | Valve - Central heating service | 44.24
014735 | Valve | 29.04
014737 | Non-return valve | 7.63
014738 | Drain cock (M12x1/G1/4) | 35.42
014740 | Valve | 55.09
014745 | Valve | 21.44
014746 | stop valve | 41.25
014747 | stop valve | 41.25
014749 | Servo control valve | 47.22
014751 | Valve | 47.22
014753 | Valve | 360.96
014754 | Valve | 47.22
019083 | Tube | 9.94
019084 | Connection tube | 4.58
019096 | Connection tube | 19.54
019097 | Connection tube | 26.19
019098 | Connection tube | 15.33
019099 | Connection tube | 19.54
019104 | Connection tube | 31.75
019116 | Connection tube | 12.99
019118 | Connection tube | 11.47
019129 | Connection tube | 64.32
019130 | Connection tube | 55.09
019257 | Connection tube | 59.44
019260 | Connection tube | 86.85
019328 | Connection tube | 9.16
019329 | Connection tube | 7.63
019372 | Connecting tube | 12.99
019373 | Connecting tube | 21.44
019374 | Connecting tube | 9.94
019375 | Connecting tube | 15.33
019376 | Connection tube fill-in device | 14.52
019377 | Connecting tube | 31.75
019378 | Connecting tube | 23.2
019379 | Connecting tube | 16.69
019380 | Connecting tube | 23.2
019381 | Connecting tube | 16.69
019382 | Connecting tube | 16.69
019383 | Connecting tube | 26.19
019390 | Connecting tube | 14.52
019391 | Connecting tube | 35.42
019392 | Connecting piece | 69.21
019408 | Tube | 5.36
020220 | Diaphragm | 3.33
020411 | Gas valve assembly | 283.61
020636 | Valve disc | 3.87
020673 | Water deficiency valve | 11.47
020674 | Main gas valve | 18.18
020689 | Valve disc | 13.71
021701 | Water deficiency valve | 18.18
021902 | Water deficiency valve | 16.69
021903 | Water deficiency valve | 18.18
021904 | Water deficiency valve | 12.21
021905 | Water deficiency valve | 16.69
021906 | Water deficiency valve | 12.21
021907 | Water deficiency valve | 16.69
021908 | Water deficiency valve | 12.21
022500 | Tube | 47.22
022501 | Tube | 29.04
022502 | Tube | 31.75
022503 | Tube | 12.21
022504 | Tube | 7.63
022505 | Tube | 26.19
022506 | Tube | 16.69
022507 | Tube | 23.2
022508 | Tube | 41.25
022510 | Tube | 35.42
022511 | Tube | 38.54
022521 | Tube | 38.54
022522 | Tube | 23.2
022523 | Tube | 23.2
022524 | Tube | 44.24
022525 | Tube | 12.99
022526 | Tube | 26.19
022527 | Tube | 10.72
022528 | Tube | 31.75
022545 | Tube | 9.94
022546 | Tube | 16.69
022547 | Tube | 41.25
022548 | Tube | 23.2
022564 | Tube | 21.44
022565 | Tube | 86.85
022566 | Tube | 94.99
022573 | Tube | 23.2
022574 | Connection tube, (x2) | 38.54
022579 | Connection tube | 18.18
022580 | Connection tube | 77.35
022581 | Connection tube | 41.25
022582 | Connection tube | 38.54
022589 | Connecting tube | 21.44
022590 | Connecting tube | 13.71
022595 | Tube | 44.24
022596 | Tube (G 1/4) | 13.71
022597 | Tube | 15.33
022640 | Tube | 13.71
022656 | Connection tube | 16.69
022665 | Tube | 44.24
022666 | Connection tube | 36.56
022667 | Connection tube | 86.85
022668 | Tube | 55.09
022669 | Connection tube | 38.54
022673 | Tube (M12x1) | 12.99
022674 | Tube | 8
022675 | Tube | 13.71
022682 | Tube | 47.22
022683 | Tube | 47.22
022684 | Tube | 47.22
022685 | Tube | 41.25
022686 | Tube | 44.24
022687 | Tube | 41.25
022688 | Tube | 15.33
022689 | Tube | 23.2
022690 | Tube | 35.42
022691 | Tube | 23.2
022692 | Tube | 55.09
022693 | Tube | 55.09
022694 | Connection tube | 55.09
022695 | Tube | 11.47
022696 | Tube | 11.47
022697 | Tube | 21.44
022698 | Tube | 44.24
022699 | Tube | 44.24
022736 | Tube | 41.25
022737 | Connection tube | 108.56
022738 | Connection tube | 59.44
022739 | Connection tube | 69.21
022740 | Connection tube | 188.62
022741 | Connection tube | 41.25
022742 | Connection tube | 23.2
022743 | Connection tube | 35.42
022744 | Connection tube | 35.42
022745 | Connection tube | 94.99
022746 | Connection tube | 47.22
022747 | Connection tube | 47.22
022751 | Connection tube, G3/4 x 22, (x2) | 16.69
022752 | Connection tube | 15.33
022753 | Connection tube ES | 9.16
022756 | Connection piece | 55.09
022776 | Warm water connection tube | 18.18
022777 | Connecting tube | 29.04
022778 | Connecting tube | 29.04
022779 | Connecting tube | 23.2
022780 | Connecting tube | 26.19
022781 | Connection tube | 26.19
022782 | Connecting tube | 31.75
022783 | Connecting tube | 47.22
022784 | Connecting tube | 41.25
022794 | Tube | 108.56
022795 | Tube | 69.21
022796 | Tube | 38.54
023219 | Tube | 44.24
023220 | Tube | 41.25
023222 | Connecting tube with NTC-sensor | 18.18
023223 | Connecting tube | 38.54
023225 | Connecting tube | 14.52
023226 | Connecting tubes (set) | 82.78
023227 | Connecting tube | 47.22
023233 | Tube | 55.09
023501 | Main gas valve | 21.44
023502 | Water deficiency valve | 16.69
023503 | Main gas valve | 16.69
023504 | Main gas valve | 19.54
023505 | Main gas valve | 19.54
023506 | Main gas valve | 16.69
023507 | Main gas valve | 11.47
023902 | Pilot burner tube | 6.89
023905 | Pilot burner tube | 11.41
023907 | Pilot burner tube | 9.94
023909 | Pilot burner tube | 7.63
023910 | Pilot burner tube | 9.94
023911 | Pilot burner tube | 9.16
024602 | Pilot burner | 38.54
024603 | Pilot burner | 77.35
028700 | Pilot burner tube | 11.47
031300 | Front cover | 419.31
031301 | Front cover | 297.18
031302 | Front cover | 19.54
031500 | Burner chamber group | 101.78
031501 | Burner chamber group | 90.92
031508 | Burner chamber group | 41.25
031509 | Burner chamber group | 77.35
031518 | Burner chamber group | 175.05
031519 | Burner chamber group | 188.62
031520 | Burner chamber group | 223.91
031521 | Burner chamber group | 283.61
031522 | Burner chamber group | 223.91
031523 | Burner chamber group | 283.61
031524 | Burner chamber group | 223.91
031525 | Burner chamber group | 283.61
031526 | Burner chamber group | 360.96
031532 | Burner chamber group 32/36kW | 122.13
031533 | Burner chamber group | 59.44
031611 | Front cover | 13.71
040009 | Hexagonal nut | 0.81
040038 | Screw | 0.81
040192 | Ignition electrode | 10.72
040248 | Test nipple | 9.94
040467 | Burner chamber group | 55.09
040468 | Burner chamber group | 59.44
040548 | Pilot burner nozzle (D=0.40 mm) | 4.77
040550 | Pilot burner nozzle (D= 0.18 mm) | 4.58
040603 | Pilot burner injector, 0.40, (x10) | 26.19
040937 | Pilot burner | 44.24
041126 | Burner | 137.06
041127 | Burner | 160.13
041128 | Burner | 175.05
041615 | Burner | 108.56
041616 | Ceramic rod, (x12) | 59.44
041633 | Burner | 108.56
041635 | Burner | 101.78
041637 | Burner | 122.13
041639 | Burner | 137.06
041641 | Ceramic rods | 59.44
041643 | Ceramic rods | 86.85
041645 | Ceramic rods | 94.99
041650 | Ceramic rods | 23.2
041658 | Ceramic rods | 23.2
041659 | Burner rod | 50.48
041660 | Burner rod | 77.35
041670 | Ceramic rods, kit of 8 | 35.42
041686 | Ceramic rods | 15.33
041689 | Ceramic rods, (x2) | 11.47
041922 | Burner chamber group | 108.56
041926 | Burner chamber group | 130.27
041927 | Burner chamber group | 137.06
041931 | Burner chamber group | 160.13
041932 | Burner chamber group | 160.13
041938 | Burner chamber group | 160.13
041946 | Burner chamber group | 101.78
041951 | Burner chamber group | 122.13
042022 | Burner chamber group | 23.2
042023 | Burner chamber group | 55.09
042024 | Burner chamber group | 86.85
042025 | Burner chamber group | 44.24
042102 | Pilot burner | 160.13
042110 | Pilot burner | 44.24
042130 | Pilot burner | 94.99
042144 | Pilot burner | 47.22
042168 | Pilot burner | 31.75
042183 | Pilot burner | 35.42
042184 | Pilot burner | 59.44
042185 | Pilot burner | 29.04
042186 | Pilot burner | 29.04
042187 | Pilot burner | 50.48
042189 | Pilot burner | 50.48
042193 | Pilot burner | 47.22
042197 | Pilot burner | 16.69
042198 | Pilot burner | 38.54
042211 | Burner | 253.76
042440 | Mixing tube | 6.89
042635 | Pilot burner | 47.22
042796 | Pilot burner | 55.09
042812 | Pilot burner nozzle (D=0.15) | 3.87
042815 | Pilot burner nozzle | 7.63
042825 | Pilot burner nozzle | 4.58
042852 | Pilot burner nozzle | 3.05
042864 | Pilot burner nozzle | 6.89
042874 | Pilot burner nozzle | 1.53
042881 | Pilot burner nozzle | 2.68
042882 | Pilot burner nozzle | 3.05
042897 | Pilot burner injector, (x10) | 35.42
042898 | Pilot burner injector, 0,18, (x10) | 41.25
042951 | Pilot burner support | 55.09
042961 | Pilot burner | 38.54
043009 | Pilot burner head - set | 31.75
043120 | Ignition electrode | 26.19
043121 | Ignition and monitoring electrode | 21.44
043126 | Ignition electrode | 94.99
043127 | Ignition electrode | 47.22
043128 | Ignition electrode | 38.54
043928 | Pilot burner tube | 50.48
043951 | Pilot burner tube | 31.75
043954 | Pilot burner tube | 7.58
043957 | Pilot burner tube | 69.21
043982 | Pilot burner tube | 26.19
048901 | Service-kit-burner | 480.38
048906 | Burner | 59.44
048943 | Burner | 50.48
049228 | Burner | 175.05
049229 | Burner | 202.19
049324 | Burner | 65.69
049344 | Burner (head) | 1608.05
049345 | Burner | 77.35
049602 | Throttle jet 1 x 2.70 | 1.15
049608 | Throttle jet 2 x 3.25 | 1.15
049631 | Throttle jet 6.8 | 1.53
049633 | Throttle jet 4.2 | 2.31
049702 | Orifice plate, (x5) | 6.07
049708 | Throttle jet 5.75 | 1.53
049709 | Throttle jet 4.5 | 1.9
049719 | Throttle jet 5.0 | 1.53
049720 | Throttle jet 6.25 | 1.9
049721 | Throttle jet 4.1 | 1.9
049728 | Throttle jet, 1 x 3.9 | 3.05
049729 | Throttle jet 2 x 4.80 | 3.87
049744 | Throttle jet 1 x 3.75 | 4.58
049747 | Throttle jet 2 x 2.60 | 4.58
049748 | Throttle jet 2 x 2.75 | 4.58
049749 | Throttle jet 2 x 3.25 | 7.63
049750 | Throttle jet 2 x 3.50 | 7.63
049751 | Throttle jet 2 x 3.75 | 7.63
049752 | Throttle jet 2 x 4.00 | 7.63
049753 | Throttle jet 2 x 4.20 | 3.87
049754 | Throttle jet 2 x 4.75 | 4.58
049756 | Throttle jet 1 x 2.25 | 9.16
049808 | Throttle jet 4 x 3.15 | 1.53
050164 | Gas operator | 130.27
050165 | Gas operator | 130.27
050167 | Gas operator | 101.78
050212 | Gas operator | 122.13
050222 | Gas operator | 137.06
050225 | Gas operator | 101.78
050227 | Gas operator | 137.06
050228 | Gas operator | 145.2
050234 | Gas pressure governor | 47.22
050235 | Gas governor | 44.24
050430 | Burner | 129.02
050435 | Burner | 105.57
050459 | Burner | 223.91
050460 | Burner | 283.61
050462 | Burner | 360.96
050463 | Burner | 392.17
050464 | Burner | 392.17
050465 | Burner | 449.17
050466 | Burner | 449.17
050469 | Burner with gasket | 55.09
050470 | Burner with gaskets | 69.21
050507 | Gas pressure monitor | 69.21
050512 | Gas pressure monitor | 153.34
050518 | Pressure safeguard | 86.85
050521 | Pressure safeguard | 86.85
050557 | Pressure safeguard | 47.22
050562 | Pressure safeguard | 47.22
050590 | Pressure safeguard | 50.48
050591 | Pressure safeguard | 31.75
050594 | Servo control valve B | 59.44
050595 | Servo control valve | 59.44
050596 | Pressure monitor (flue gas) | 82.78
050598 | Pressure monitor (air) | 69.21
050602 | Pressure safeguard (air) | 69.21
050603 | Pressure safeguard (water) | 18.18
050714 | Valve 3-port | 160.13
050727 | Valve, 3-way | 153.34
050734 | Valve 3-port | 223.91
050818 | Burner (4 tubes) | 175.05
050819 | Burner (6 tubes) | 223.91
050820 | Burner (8 tubes) | 268.69
050821 | Burner (10 tubes) | 283.61
050822 | Burner (12 tubes) | 297.18
050823 | Burner (14 tubes) | 360.96
050824 | Burner (16 tubes) | 392.17
050825 | Burner (18 tubes) | 449.17
051023 | Gas section | 153.34
051031 | Gas section | 253.76
051041 | Gas section | 392.17
051048 | Gas section | 238.83
051054 | Gas section | 1413.99
051060 | Gas section | 2894.48
051074 | Valve, gas section (Rp 1/2) | 160.13
05110900 | Electrical connector | 6.07
05111000 | Spark generator | 18.18
05114400 | Thermo-couple | 7.63
05114500 | Thermocouple | 6.07
05114800 | 3 way valve body | 115.35
05114900 | 3 way valve complete | 268.69
05115000 | Connection block | 8.41
05115200 | Solenoid | 15.33
05116000 | Solenoid | 18.18
05116200 | Temperature limiter | 19.54
05116400 | Pipe - Pump outlet | 2.68
05117000 | Pump outlet | 3.87
05117200 | Gas valve G20 | 253.76
05117800 | Gas valve G20 | 268.69
05118500 | Gas valve G20 | 188.62
05118900 | Pipe - Pump outlet | 3.87
05119500 | Heat exchanger | 449.17
05119600 | Heat exchanger | 480.38
05119900 | O/Heat thermostat | 41.25
05121600 | Cable | 10.72
05121800 | Temperature limiter | 12.99
05123000 | Heat exchanger | 803.34
05123100 | Pilot injector tube kit | 6.07
05123600 | Pump 30W | 202.19
05124000 | Hose | 64.32
05125900 | Pilot supply pipe | 19.54
05127600 | Relay SRC | 12.99
05127800 | Overheat thermostat | 23.2
05129800 | Electro valve | 94.99
05133500 | h3 way valve head | 108.56
05134000 | Reversing valve | 82.78
05134300 | Cam lever kit (reversing valve) | 4.58
05134500 | Transformer | 19.54
05139900 | Push botton box | 122.13
05142000 | Flange | 94.99
05142100 | Flange | 101.78
05142200 | Flange | 108.56
05142300 | Anode | 137.06
05142400 | Anode | 153.34
05142500 | Anode | 130.27
05142600 | Thermostat | 115.35
05142700 | Gasket | 26.19
05143500 | Hose (x2) | 90.92
05143600 | Pipe | 29.04
05143700 | Bush (x2) | 29.04
05144200 | Non-return valve | 44.24
05144300 | Valve | 44.24
05144400 | Inlet tap | 31.75
05148200 | Pressure relief valve | 55.09
05148300 | Relief valve | 16.69
05150800 | Pipe - Expansion vessel | 8.41
05151100 | Heating temperature limiter | 26.19
05151600 | Flame sen electrode | 7.63
05152500 | Ignition electrode | 14.52
05157900 | Non return valve | 101.78
05158600 | Front section bypass | 21.44
05159000 | Cover | 19.54
05159900 | P/Burner tube with electrode | 8.41
05160600 | Fan | 153.34
05167500 | Automatic de-aerator | 11.47
05167600 | Pump outlet | 3.87
05168400 | Expansion vessel, 6.5L | 86.85
05168800 | Temperature limiter | 18.18
05169100 | Fan resistor | 5.36
05169200 | Pressure safeguard/switch | 50.48
05174100 | Flexible hose, with clamps (kit of 2) | 8.41
05174600 | Filling tap | 14.52
052046 | Cable tunnel | 9.16
05210600 | Spark generator | 31.75
05212600 | Pilot burner | 9.94
05212800 | Gasket jig to boiler | 10.72
05213700 | Reversing valve front plate | 4.58
05216400 | Combustion chamber | 64.32
05225500 | Water cock | 55.09
05230800 | Flexible hose, + clamps | 6.07
05231800 | Heat exchanger | 544.16
05232900 | Pilot supply pipe kit | 10.72
05233100 | Fuse, (x5) | 16.69
05233200 | Thermistor, violet (high limit) | 21.44
05233300 | Thermistor, grey, DHW | 18.18
05233800 | Cover | 26.19
05234000 | Screw fix (reversing valve), (kit of 6) | 4.58
05234200 | Pressure temperature gauge | 64.32
05234300 | Differential valve kit | 3.87
05235200 | Telescopic fixing | 12.99
05235800 | Reversing valve | 86.85
05236600 | Expansion vessel, 7l | 115.35
05236700 | Connection | 115.35
05236900 | Inlet stop cock | 59.44
05238100 | Gas valve - LPG | 268.69
05239800 | Water valve | 64.32
05246400 | Safety valve head | 64.32
05251900 | Diaphragm arch kit | 6.07
05257200 | Thermostat VMC | 26.19
05261500 | Water pressure switch | 26.19
05261800 | Front section bypass | 14.52
05262100 | Double valve (reversing valve) | 41.25
05265900 | Push button ON/OFF | 130.27
05266400 | Thermocouple | 29.04
05266700 | Combustion chamber | 238.83
05267100 | Printed circuit board | 130.27
05279800 | Solenoid | 13.71
05280600 | Double sensing point | 55.09
05281800 | Angled pipes | 31.75
05289400 | Connection pipe | 55.09
05290800 | Thermistor, orange, DHW | 23.2
05290900 | Fuse - P.C.B. (x5) | 35.42
05291600 | Control stat - (aquastat) | 47.22
05292000 | Piezo igniter | 15.33
05295300 | Injector burner 0,62 | 6.07
05295400 | INjector burner GL 0.65 | 7.63
05296400 | Injector GN 1.05 | 6.07
05297000 | Injector, burner, 1.25, (x20) | 10.72
05297100 | Injector burner G20 | 5.36
05297400 | Injector 1,40 | 6.89
05300000 | Pilot | 13.71
05301400 | Heat exchanger | 283.61
05302000 | Spark ignition | 69.21
05304500 | Temperatur selector | 9.16
05305500 | Temperatur selector | 19.54
05306400 | Water inlet stop cock | 77.35
05307700 | thermostat | 90.92
05307800 | Diaphragm arch kit | 9.94
05307900 | Water valve | 94.99
05311600 | Diaphragm arch kit (before 1991) | 12.21
05311900 | Temperature selector | 23.2
05312000 | Spindle, tap | 23.2
053168 | Gas section | 297.18
05318600 | Valve assembly PN | 108.56
05318900 | Water valve | 101.78
05319000 | Spindle | 13.71
05319400 | Gas cock | 26.19
05319900 | Connection | 19.54
05323400 | Knob - Gas control | 31.75
05325400 | Pilot burner | 12.99
05327300 | Venturi | 13.71
05328600 | Diaphragm arch kit (before 1992) | 9.94
05329200 | Cover - Gas valve | 64.32
05330400 | Bush (inlet water) | 223.91
05332200 | Heat Exchanger | 392.17
05333300 | Bush fitting | 7.63
053343 | Gas section | 153.34
053344 | Gas section | 392.17
05335300 | Pilot G20 | 122.13
05335500 | Pilot G30 | 130.27
05335600 | Solenoid | 9.16
053389 | Gas section | 188.62
053402 | Gas section | 223.91
053403 | Gas section | 130.27
053404 | Gas section | 108.56
05340700 | Water tap | 31.75
053410 | Gas section | 86.85
053415 | Gas section | 202.19
053421 | Gas section | 90.92
053422 | Gas section | 86.85
053423 | Gas section | 202.19
053424 | Gas section | 160.13
053462 | Gas section H-gas | 188.62
053463 | Gas section | 202.19
053465 | Gas section | 689.36
053466 | Gas section | 877.98
053469 | Gas section | 188.62
053470 | Gas section | 137.06
053471 | Gas section | 137.06
053473 | Gas section, H-gas | 153.34
053480 | Gas section | 175.05
053481 | Gas section | 223.91
053482 | Gas section | 153.34
053483 | Gas section | 202.19
053484 | Gas section | 137.06
053485 | Gas section | 175.05
053487 | Gas section | 130.27
053488 | Gas section | 130.27
053495 | Gas section | 268.69
05349500 | Diaphragm arch kit (before 1992) | 41.25
053496 | Gas section | 238.83
05349600 | Diaphragm arch kit (after 1992) | 26.19
053497 | Gas section | 130.27
05349700 | Diaphragm arch. kit (after 1992) | 12.35
053499 | Gas section P/B-gas | 188.62
053500 | Gas section | 168
05350800 | Gas pipe | 19.54
05351300 | Gas valve G20 | 607.94
053519 | Gas section | 137.06
053520 | Gas section | 175.05
053521 | Gas section | 137.06
053524 | Gas section | 137.06
05354400 | Flow sensor | 59.44
053545 | Gas section | 188.62
053549 | Gas section | 160.13
053551 | Gas section | 188.62
053552 | Gas section | 160.13
053553 | Gas section | 188.62
053554 | Gas section | 188.62
053555 | Gas section | 160.13
053556 | Gas section | 168
053558 | Gas section | 188.62
053560 | Gas section H-gas | 122.13
053561 | Gas section | 122.13
053563 | Gas section | 607.94
053568 | Gas section | 160.13
053574 | Gas section | 175.05
053575 | Gas section | 160.13
053587 | Gas section | 160.13
053589 | Gas section | 175.05
053595 | Gas section | 283.61
053596 | Gas section | 145.2
05371000 | Gas cock GN + valve | 90.92
05371500 | Gascock | 41.25
05373800 | Gas valve | 544.16
05374000 | Gas valve G20 | 689.36
05374500 | Water valve | 202.19
05377300 | Heat exchanger | 449.17
05377400 | Heat exchanger | 763.99
05380500 | Diaphragm arch kit (after 1991) | 9.16
05400400 | Screw, (x30) | 2.68
05400700 | Washer + plate (X10) | 64.32
05401200 | Washer (x100) | 16.69
05401300 | Nut, + washer, (x25) | 35.42
05401600 | Washer (x50) | 19.54
05401900 | Washer (x50) | 14.52
05402200 | O ring seal (x50) | 5.36
05402400 | Washer (x50) | 115.35
05402500 | Washer (x25) | 175.05
05402700 | O-ring, D=4.2, (x50) | 5.36
05402800 | O ring (x50) | 5.36
05402900 | Washer (x50) | 12.21
05403300 | Washer (x50) | 21.44
05403400 | Washer (x100) | 16.69
05403600 | Drain plug, (x10) | 108.56
05403700 | Nut (X10) | 12.99
05403900 | Nut, 3/4, (x10) | 18.18
05404000 | Nut (X10) | 16.69
05404100 | Washer (x75) | 12.21
05404300 | Nut (x20) | 188.62
05404400 | Diaphragm, (x10) | 12.99
05404500 | Push rod (X10) | 19.54
05406400 | Fuse | 16.69
05406600 | Sealing ring, (x100) | 12.99
05406700 | Washer (x10) | 8.41
05410300 | Gasket, cork, (x15) | 59.44
05410600 | Collector (x5) | 38.54
05410900 | O ring (x25) | 4.58
05412600 | Covering plate (x10) | 26.19
05413200 | Fuse, glass 315mA, (x5) | 6.07
05413600 | Flow limiter, 7L (x5) | 14.52
05415900 | Valve (x10) | 31.75
05417700 | Bush | 59.44
05417900 | Plug (x2) | 10.72
05418300 | O-ring (x15) | 7.63
05418500 | Sealing ring, (x20) | 14.52
05419100 | Sealing ring, (x25) | 26.19
05419300 | Gasket (x50) | 12.21
05419400 | O ring | 5.36
05419900 | Flow limiter, 7L, (x10) | 29.04
05420100 | Nut (x5) | 9.16
05420500 | Flow limitor 14L (x10) | 23.2
05420600 | Diaphragm/collar, (kit of 2) | 23.2
05420900 | Toothed washer, (x100) | 8.41
05421000 | Screw (x25) | 59.44
05421200 | Sealing ring, (x100) | 38.54
05421300 | Connection (x5) | 38.54
05421800 | Washer (x50) | 38.54
05422100 | Screw, (x50) | 6.89
05422400 | Screw, (x50) | 7.63
05423600 | Nut, (x100) | 7.63
05424300 | Screw, (x75) | 6.07
05424500 | O-ring, gas, (x50) | 35.42
05424700 | Sleeve, (x100) | 4.58
05425200 | Hose kit | 21.44
05425400 | Clamp, (x10) | 19.54
05426500 | Pin, (x10) | 6.07
05427800 | Flow limiter, 8L (x10) | 23.2
05427900 | Flow limiter, 10l/min, (x10) | 23.2
05428000 | Flow restrictor 12L (X10) | 26.19
05428200 | Fuse 160mA | 9.94
05428500 | Gasket, (x10) | 7.63
05429800 | Flow limiter, 8 L, (x10) | 23.2
05429900 | Flow limiter, 12l/min, (x10) | 29.04
05430300 | Water quantity limter (x10) | 26.19
05432300 | Clip, (x10) | 7.63
05433700 | O-ring, water, (x25) | 3.87
05440800 | Bush | 12.99
05440900 | Bush - Gas (x5) | 21.44
05442000 | Screw, (x20) | 3.87
05442300 | Flue restrictor ring, (x5) | 108.56
05442900 | Rivet, (x20) | 3.05
05443000 | Screw, (x50) | 14.52
05445200 | Slide bar (x10) | 10.72
05445500 | Water quantity limiter 6L. | 29.04
05445800 | Screw, (x20) | 3.87
05447000 | Injector pilot burner G30 (x20) | 31.75
05447200 | Pilot burner injector, G20 (x20) | 26.19
05449600 | Tap handle, Set (x2) | 6.89
05449900 | O-ring, (x20) | 44.24
05450000 | Screw, pressure, (x25) | 23.2
05450300 | Washer (x20) | 6.07
05450600 | O ring seal | 9.16
05451000 | Sealing ring, (x50) | 12.99
05451700 | O-ring, (x10) | 4.58
05452100 | Handle, (x20) | 47.22
05453800 | Flexible hose, (x5) | 11.47
05454600 | Screw, (x50) | 7.63
05455500 | Screw, (x75) | 6.07
05455800 | Connection, (x3) | 13.71
05456400 | Screw, (x25) | 5.36
05457000 | Diaphragm, (x10) | 23.2
05458800 | O-ring, (x25) | 3.87
05459000 | Clip, (x15) | 7.63
05459100 | Gasket, (x20) | 175.05
05459200 | Sealing ring, pump, (x20) | 26.19
05459300 | O-ring, (x20) | 3.05
05459500 | Clip, (x10) | 9.16
05461400 | Servicing lever, (kit of 2) | 12.99
05462700 | Knob, temp. (x10) | 19.54
05463100 | Selection spindle handle (x10) | 26.19
05463400 | Diaphragm (x10) | 7.63
05463600 | Filtre dhw (x10) | 12.21
05463700 | Heating filter (x10) | 14.52
05463800 | Microswitch, (x5) | 29.04
05465000 | Flow limiter, (x10) | 29.04
05465900 | Screw, (x50) | 11.47
05466600 | Sealing ring, (x50) | 35.42
05466700 | Clip, (x10) | 6.89
05466800 | Sealing ring, (x20) | 14.52
05466900 | Flow limiter, 16l/min, (x10) | 69.21
05467000 | Grommet, (x10) | 23.2
05467100 | Grommet, (x10) | 6.89
05467300 | Knob, thermostat, (x5) | 9.16
05467400 | Fuse, (x5) | 6.89
05467600 | Filter, (x100) | 325.68
05467800 | Microswitch, (x5) | 38.54
05467900 | Half turn catch, (kit of 2) | 2.68
05468100 | Water governor, (x5) | 14.52
05469700 | Screw, (x30) | 4.58
05480000 | Retention magnet, (x3) | 41.25
05480100 | Screw, (x50) | 9.16
05480300 | Screw, (x50) | 3.87
05480700 | Washer,PK50 | 86.85
05481300 | Anti-splash device (x15) | 16.69
05481800 | Washer (x50) | 8.41
05482400 | Screw, TNL, (x25) | 3.87
05482500 | Screw, (x75) | 6.89
05482600 | Diaphragm (x3) | 47.22
05483900 | Screw (x75) | 6.89
05484200 | Screw, (x25) | 4.58
05484400 | Screw, (x50) | 6.07
05485300 | Sealing ring, (x50) | 12.21
05485600 | Sealing ring, d=10, (x50) | 7.63
05486000 | Sealing ring, (x25) | 7.63
05487100 | Sealing ring, (x50) | 11.47
05489300 | Rod pack, (kit of 6) | 31.75
05489400 | Sealing ring, (x100) | 41.25
05489600 | Fuse, 2A, (x10) | 9.94
05490300 | Screw, (x30) | 4.58
05490500 | O-ring, (x25) | 11.47
05491500 | O-ring, (x10) | 4.58
05491600 | Screw, (x50) | 9.94
05491700 | Tube, (x3) | 29.04
05492000 | Sealing ring, (x50) | 19.54
05492200 | Gasket, filter, (x5) | 3.87
05492400 | Sealing ring, (x10) | 7.63
05492800 | Gasket, (x10) | 15.33
05493300 | Screw, (x25) | 3.87
05493700 | Nut, (x50) | 16.69
05493800 | Screw, (x50) | 9.94
05494100 | O-ring, (x50) | 18.18
05495000 | Grease | 41.25
05495400 | Grease, (x20) | 59.44
05496700 | O ring | 9.16
05497000 | Sensor, (x5) | 101.78
05497100 | Sensor, grey, (x5) | 122.13
05497300 | Thermistor, (x5) | 101.78
05497600 | Nut (x10) | 12.99
05497900 | SIlent block (x10) | 64.32
05498000 | Connection (x2) | 23.2
05498700 | Clip, for servicing lever, (x25) | 41.25
05498800 | Drain screw, (x6) | 6.89
05499300 | Injector (x20) | 145.2
05499400 | Injector pilot G20, kit of 20 | 55.09
05499700 | Injector | 108.56
055007 | Absorber | 3.87
05600000 | Anode | 21.44
05600200 | Ignitn/Flame detect electrode | 101.78
05600400 | Pump | 202.19
05600500 | Pressure gauge | 26.19
05600700 | Water pressure switch | 82.78
05600800 | Air pressure switch | 137.06
05600900 | Reset button | 13.71
05601000 | Temperature gauge | 35.42
05601300 | Cylinder tstat | 90.92
05601700 | Automatic air vent | 12.21
05601900 | Gas valve | 392.17
05602200 | Printed circuit board | 480.38
05602400 | Ignition PCB | 297.18
05602500 | Expansion vessel, 7.5L | 108.56
05602800 | Insulation | 130.27
05602900 | Pressure relief valve | 23.2
05603000 | Gas isolation valve | 31.75
05603500 | Cylinder | 1492.7
05603600 | Fan | 188.62
05605600 | Drain piece tap | 10.72
05605900 | Ignition/Detection harness | 130.27
05608000 | Water flow valve | 101.78
05608600 | DHW expansion vessel | 188.62
05609800 | By pass screw | 26.19
05609900 | Diaphragm + seal | 19.54
05611000 | Safety valve - 3 bar | 82.78
05611100 | Non return valve | 38.54
05611300 | Tundish | 44.24
05611400 | Expansion vessel | 153.34
05611800 | Fan | 392.17
05612000 | Bypass/Pump mntng | 77.35
05612200 | Bypass/Pump mounting | 108.56
05612800 | Pump | 223.91
05614000 | Gasket | 26.19
05615900 | Temp/Pressure relief valve | 101.78
05616400 | Control panel cover | 77.35
05616700 | Water pressure switch | 26.19
05616800 | Temperature sensor, DHW | 26.19
05616900 | 3-way valve body | 130.27
05617500 | Ignition lead | 21.44
05617700 | Pressure gauge | 29.04
05617800 | Actuator | 90.92
05618300 | Cylinder tank | 917.33
05618600 | Printed circuit board | 223.91
05618700 | Control loom | 12.21
05618800 | Thermostatic valve | 137.06
05619000 | Automatic air vent valve | 7.63
05619100 | Control panel | 38.54
05619400 | Air pressure switch | 50.48
05619800 | Sensor wiring loom | 26.19
05619900 | Cover before 2001 | 35.42
05622400 | Strip + socket | 6.89
05622500 | Strip +Socket | 6.89
05622600 | O ring (x10) | 7.63
05622700 | Gasket (x5) | 19.54
05622800 | Gasket (x2) | 7.63
05622900 | Gasket (x2) | 13.71
05623000 | Gasket (x2) | 21.44
05623200 | Gasket (x2) | 18.18
05623300 | Gasket elbow + screws, 5+20 pcs. | 23.2
05623400 | Gasket for twin flue pipe, 2 pcs. | 18.18
05623600 | Screw (x20) | 14.52
05623900 | Outer collar.100mm | 6.07
05624000 | Ring cover | 16.69
05624100 | Inner collar | 5.36
05624200 | Elbow (x2) | 8.41
05624400 | 6 bar expansion valve | 50.48
05625300 | Cylinder | 1658.25
05625400 | Printed circiut board | 572.65
05625700 | Domestic expansion vessel | 188.62
05625800 | Thermostat VMC | 41.25
05627300 | Non-return valve | 26.19
05627400 | Automatic air vent | 16.69
05628200 | Motor, 3 way valve | 94.99
05628900 | Microswitch | 6.89
05631600 | Supply wiring loom | 15.33
05631800 | Fan | 283.61
05631900 | Mains On/Off button | 4.58
05632300 | Expansion vessel | 130.27
05633300 | Main PCB | 607.94
05635900 | Manometer | 38.54
05636200 | Sensor - System pressure | 12.99
05636800 | Ignition | 392.17
05638600 | 3 way valve motor | 137.06
05638700 | Safety switch thermostat (overheating) | 122.13
05638800 | Printed circuit board | 1110.03
05639000 | Sensor | 360.96
05639200 | Pump | 325.68
05639300 | 2 way valve | 325.68
05639400 | Flange | 145.2
05639500 | Gasket | 38.54
05639600 | Thermostat | 122.13
05639700 | Ring | 29.04
05640500 | Heat exchanger | 803.34
05640800 | Thermostat knob | 90.92
05641100 | Gas valve G20/G30 | 175.05
05641200 | Ignition device | 188.62
05641400 | Temperature sensor twin | 26.19
05641500 | Printed circuit board | 689.36
05641600 | Valve - hydraulic | 419.31
05642000 | Measure pipe | 31.75
05642200 | Draft diverter | 115.35
05642800 | Ignition box | 1031.32
05642900 | Pump | 188.62
05643600 | Cover | 29.04
05643700 | Flange | 64.32
05643900 | Anode | 94.99
05644000 | Anode | 122.13
05644100 | Thermostat | 175.05
05645000 | Handle (x2) | 38.54
05645100 | Switch ON/OFF | 38.54
05645200 | LED | 18.18
05645300 | Cover (2001) | 50.48
05645600 | Anode | 122.13
05646000 | 3 Wy valve motor | 253.76
05646100 | Temperature sensor | 325.68
05646200 | Automatic de-aeretor | 77.35
05646400 | DURITE+COLLIERS(2) 125mm Bulex | 8.41
05647400 | Phial pocket | 15.33
05647500 | Spring blade / reversing valve, (x30) | 21.44
05648000 | Fuse, 500mA, (x5) | 6.89
05648100 | Fuse (x5) | 6.89
05650400 | Gasket, water valve, (x50) | 9.94
05650500 | Gasket, flow ctrl valve, (x50) | 223.91
05650800 | Gasket, pump, (x50) | 175.05
05651100 | Gasket, (x10) | 41.25
05651400 | Fuse, 4A, (x5) | 5.36
05651600 | Fuse, 3.15 A, (x5) | 6.07
05651700 | Fuse, 2A, (x5) | 6.89
05651800 | Sealing ring, (x20) | 6.89
05651900 | Gasket, (x10) | 26.19
05652500 | Screw, (x50) | 16.69
05652600 | Screw, (x50) | 6.07
05652700 | Screw, (x50) | 9.94
05653300 | Seal, (x25) | 11.47
05653900 | Seal, (x25) | 6.07
05654100 | Seal, (x25) | 6.07
05654200 | Seal (x10) | 3.87
05655000 | Seal 125mm (x10) | 55.09
05702800 | Manifold - Burner | 55.09
05702900 | Flue hood 23&23E | 283.61
05703100 | Pilot G20 | 26.19
05703400 | Pilot burner, G20 | 23.2
05704400 | Boiler thermostat 23&23E | 50.48
05704500 | Push botton box | 90.92
05705200 | DHW potentiometer 23&23E | 26.19
05705800 | Expansion vessel, 5L | 108.56
05705900 | Fan | 122.13
05706000 | Temperature sensor | 11.47
05706100 | Gasket | 6.07
05706600 | Piezo igniter | 31.75
05707000 | Flue blockage device | 29.04
05707100 | Thermocouple/Solenoid kit | 29.04
05707200 | Thermocouple + retentoin magnet+harness | 29.04
05707900 | Spark generator | 175.05
05708000 | Fan | 137.06
05709200 | Gas isolation valve | 23.2
05709500 | Pressostat | 137.06
05712600 | Printed circuit board | 153.34
05712700 | Printed circuit board | 202.19
05712800 | PCB instr. sheet & Thermistor | 253.76
05714400 | Expansion vessel heating | 101.78
05714700 | Insulation | 44.24
05715100 | Overheat thermostat | 11.47
05716100 | 3 way valve cartridge | 108.56
05718100 | Side panel right | 108.56
05718200 | Side panel Left | 108.56
05718700 | Draft diverter | 253.76
05718900 | Heat exchanger | 268.69
05719000 | Insulation - Combustion Chamber | 44.24
05719300 | Burner G20 | 419.31
05719500 | Ignition electrode | 5.36
05719900 | Gas valve assembly, G20 | 419.31
05720000 | Gas valve assembly, G30/G31 | 268.69
05720400 | Boiler 4L | 392.17
05720700 | Pump | 202.19
05720800 | 3 way valve | 77.35
05720900 | Group hydraulic pump | 36.56
05721000 | Display module | 108.56
05721200 | Temperature limiter | 13.71
05721700 | Ignition cable | 35.42
05721800 | Harness | 101.78
05721900 | 3- way valve harness | 15.33
05722000 | Switch - On/Off | 13.71
05722100 | Non-return valve | 47.22
05722300 | Heating flow cock | 55.09
05722400 | Cold water tap | 31.75
05722500 | Heating tap | 35.42
05722600 | Cold water inlet cock | 35.42
05722700 | Heating return cock | 31.75
05722800 | Pressure relief valve | 16.85
05722900 | Pressure relief valve | 16.7
05723000 | Filling tap | 31.75
05723100 | Filling tap | 26.19
05723200 | Side panel right | 108.56
05723300 | Side panel left | 108.56
05723500 | Insulation | 38.54
05723600 | Burner G20 | 392.17
05723800 | Fan | 208.32
05723900 | Seal - Front panel (x2) | 82.78
05724100 | Harness - Fan | 29.04
05724200 | Low voltage harness, waterproof | 101.78
05724700 | Door | 41.25
05724800 | Printed circuit board | 283.61
05726400 | Temperature/Pressure gauge | 50.48
05726600 | Non - return valve | 14.52
05727100 | Gas valve assembly, G20 | 145.2
05727200 | Gas valve (G30/31) | 145.2
05727300 | On/Off switch | 6.07
05727500 | Transformer | 44.24
05727800 | Temperature/Pressure gauge | 38.54
05727900 | Control P.C.B. | 12.21
05728000 | Push button box | 55.09
05728700 | Safety assembly | 35.42
05728800 | Filling tap | 223.91
05729800 | Draught diverter | 253.76
05730000 | Heat exchanger | 544.16
05730100 | Insulation | 31.75
05730500 | Thermostat VMC | 18.18
05730600 | Flue safety switch SRC | 9.94
05730700 | Thermostat SRC | 9.94
05730900 | Harness | 130.27
05731100 | Harness | 145.2
05732200 | Transformer | 77.35
05732500 | Pump | 202.19
05732900 | Heat exchanger | 607.94
05733000 | Heat exchanger-domestic hot water | 86.85
05733100 | Burner | 544.16
05733200 | Combustion chamber insulation | 55.09
05733300 | Expansion vessel | 175.05
05733800 | Burner GN | 514.3
05734100 | Control panel cover | 23.2
05734200 | Ceramic insulation | 38.54
05735800 | Ignition electrode | 41.25
05736700 | Insulation - Combustion Chamber | 29.04
05737400 | Harness 24V | 108.56
05737600 | Burner G20 type C | 419.31
05737700 | Burner G20 Type F | 419.31
05737800 | Expansion vessel 2L | 69.21
05737900 | Expansion vessel 8L | 90.92
05738000 | Heat exchanger | 360.96
05738100 | Insulation | 44.24
05738200 | Insulation - Combustion Chamber | 38.54
05738300 | Domestic water pump | 266.11
05738400 | Non-return valve | 9.16
05738500 | Cylinder | 544.16
05738600 | Group hidraulic | 31.75
05738700 | Control panel | 55.09
05738800 | Front panel | 153.34
05738900 | Side panel right | 122.13
05739000 | Side panel left | 145.2
05739100 | Grille | 50.48
05739200 | Draft diverter | 175.05
05739300 | Flue gas cap | 160.13
05739900 | Domestic cold water pipe | 31.75
05740100 | Panel | 55.09
05740300 | Washer | 9.16
05740400 | Reversing valve | 69.21
05740800 | Temperature limiter | 8.41
05741000 | Printed circuit board, ignition | 137.06
05741300 | Telescop connection | 47.22
05741400 | Expansion vessel | 90.92
05741500 | Hose | 26.19
05742000 | Collector | 26.19
05742800 | Gas valve assembly, G20 | 188.62
05742900 | Gas valve G30 | 137.06
05743100 | Ignition electrode | 13.71
05743200 | Supervision ignition electrode | 15.95
05743300 | Expansion vessel | 94.99
05744400 | Storage water heater | 1031.32
05744800 | Gas valve G20 | 268.69
05744900 | Gas isolation valve | 29.04
05745000 | Front panel | 153.34
05745100 | Instrument panel | 35.42
05745200 | Strap (x5) | 4.58
05745300 | Ignitor cable | 35.42
05745400 | Harness | 94.99
05745500 | Lever | 35.42
05745900 | Printed circuit board, supervision | 130.27
05746000 | Strip terminal (x3) | 55.09
05746100 | Wiring harness | 122.13
05746200 | Wiring harness | 108.56
05746300 | Expansion vessel 4L | 130.27
05746600 | Ignition lead | 16.69
05746800 | Exp vessel flexible pipe | 23.2
05747100 | Pipe - Hot water | 16.69
05747400 | Pipe - Hydro block / Tank | 14.52
05747800 | Hyd block - tank pipe (Screwed version ) | 9.16
05747900 | Pipe start tank (Screwed version ) | 15.33
05748000 | Pipe tank | 44.24
05748500 | Pipe - Pump/H/Exch | 14.52
05748700 | Pipe - Pump/H/Exch | 14.52
05748900 | Rev valve - H/Exch pipe | 19.54
05749000 | Fan support bracket | 82.78
05749100 | Washer - Case | 6.89
05749200 | Pipe expansion vessel | 47.22
05749400 | Pipe - H/Exch - 3 way valve | 35.42
05749500 | Pipe - Pump/H/Exch | 21.44
05749600 | Pipe- pump | 59.44
05749700 | Pipe sanitary expansion vessel | 9.94
05749800 | Heating flow pipe | 19.54
05750200 | Start & return bush | 6.89
05750800 | Pipe - Gas entry | 8.41
05750900 | Pipe - Gas exit | 9.94
05751200 | Pipe - Gas entry | 9.94
05751300 | Pipe - Gas exit | 11.47
05900300 | Piezo | 5.36
05900600 | Gasvalve G20 | 572.65
05900700 | Gas valve G30 | 572.65
05900800 | Button | 41.25
05900900 | Water valve | 202.19
05901200 | Spindle, summer/winter | 23.2
05901300 | Spindle | 26.19
05902100 | Gas valve G20 | 650
05903700 | Gas valve G20 | 650
05903800 | Gas valve G30 | 689.36
05905400 | Safety switch | 31.75
05905800 | Adaptation Batterie Mélangeuse | 15.33
05906900 | Safety TTB | 21.44
05907700 | Gas valve PR | 38.54
05910300 | Heat exchanger | 917.33
05910500 | Overheat thermostat | 12.21
05910700 | Gas valve G20 | 360.96
05910800 | Gas valve G30 | 360.96
05910900 | Ignition device | 360.96
05911800 | Printed circuit board | 607.94
05912100 | Flow sensor | 137.06
05912600 | Connection - Cold inlet | 50.48
05915100 | Gas electrovalve | 50.48
05915300 | Ignition box | 59.44
05916100 | Thermo-couple | 26.19
05916300 | Heat exchanger | 297.18
05916400 | Heat exchanger | 419.31
05916900 | Water sensor | 35.42
05917200 | Diaphragm | 10.72
05917300 | Diaphragm | 12.21
05917600 | Spindle | 8.41
05917700 | Selection spindle | 6.89
05917800 | Water valve cover | 29.04
05917900 | Magnet retention | 10.72
05918400 | Service cock 1/2 | 16.69
05918500 | Water pipe | 9.94
05918600 | Tube | 18.18
05918900 | Service valve | 16.69
05920500 | Burner ignition | 12.21
05920600 | Pilot gas tube | 2.68
05920700 | Pilot burner | 19.54
05921600 | O ring (x10) | 3.87
05921700 | Control panel | 9.16
05921800 | Panel | 16.69
060009 | Screw | 0.81
060018 | Screw | 0.81
060050 | Tie rod | 16.69
060051 | De-aeration valve R 1/8 | 29.04
060053 | Plug | 7.63
060054 | Plug | 3.05
060058 | Protection tube | 12.21
060304 | Tie rod, kit of 2 | 21.44
060305 | Tie rod, kit of 2 | 23.2
060306 | Tie rod | 44.24
060307 | Tie rod | 41.25
060308 | Tie rod | 44.24
060309 | Tie rod | 44.24
060310 | Tie rod | 44.24
060311 | Tie rod | 44.24
060320 | Tie rod | 4.58
060321 | Tie rod | 4.58
060322 | Tie rod | 6.89
060323 | Tie rod | 7.63
060324 | Tie rod | 8.41
060325 | Tie rod | 7.63
060326 | Tie rod | 55.09
060413 | de-aeration valve | 9.16
060518 | Protection tube | 86.85
060524 | protection tube | 15.33
060530 | Protection tube | 19.54
060613 | Protection tube | 9.16
060627 | Protection tube | 29.04
060631 | Protection tube | 14.52
060636 | Protection tube f. temp. sensor | 77.35
060889 | Heating body (PK3) | 223.91
061005 | Heat exchanger | 253.76
061507 | Nipple | 23.2
061511 | Nipple | 15.33
061523 | Nipple | 8.57
061526 | Nipple (PK2) | 19.54
061612 | Heat exchanger | 268.69
061636 | Heat exchanger | 122.13
061637 | Heat exchanger | 188.62
061638 | Heat exchanger | 160.13
061647 | Heating element 12kW | 122.13
061648 | Heating element 18kW | 130.27
061649 | Heating element 21kW | 122.13
061650 | Heating element 24kW | 122.13
061651 | Heating element 27kW | 153.34
061652 | Heating element 18kW | 137.06
061653 | Heating element 21kW | 153.34
061654 | Heating element 24kW | 153.34
061655 | Heating element 27kW | 137.06
061656 | Heat exchanger | 283.61
061658 | Heat exchanger | 325.68
061662 | Heating element 2.0kW | 59.44
061663 | Heating element 2.0kW | 59.44
061664 | Heating element 2.0kW | 101.78
061665 | Heating element 2.0kW | 101.78
061666 | Heating element | 153.34
061667 | Heating element | 153.34
061668 | Heating element 18kW | 130.27
061669 | Heating element 21kW | 130.27
061670 | Heating element 24kW | 130.27
061671 | Heating element 27kW | 202.19
061672 | Heat exchanger | 188.62
061682 | Support | 3.05
061707 | Automatic de-aerator | 16.69
061723 | Automatic de-aerator | 31.75
061725 | automatic de-aerator | 59.44
061726 | Automatic de-aerator | 26.19
061835 | Heat exchanger | 283.61
061836 | Heat exchanger | 297.18
061839 | Heat exchanger | 360.96
061849 | Heat exchanger | 253.76
061872 | Heat exchanger | 360.96
061946 | Boiler section | 4003.15
061947 | Boiler section | 4464.53
061948 | Boiler section | 3806.39
061980 | Boiler section (3 elements) | 544.16
061981 | Boiler section (4 elements) | 650
061982 | Boiler section (5 elements) | 803.34
061983 | Boiler section (6 elements) | 956.69
061984 | Boiler section (7 elements) | 1110.03
061985 | Boiler section (8 elements) | 1338
061986 | Boiler section (9 elements) | 1527.98
061987 | Boiler section (10 elements) | 1527.98
062202 | Tie rod | 15.33
062205 | Tie rod | 6.07
062206 | Tie rod | 6.07
062207 | Tie rod | 6.89
062208 | Tie rod | 7.63
062209 | Tie rod | 7.63
062210 | Tie rod | 8.41
062279 | Tie rod | 9.16
062280 | Tie rod | 130.27
062281 | Tie rod | 10.72
062282 | Tie rod | 29.04
062284 | Tie rod | 9.16
062285 | Tie rod | 0.81
062454 | Front element | 1184.66
062455 | Central boiler section | 841.34
062456 | End-link | 1574.12
062466 | End section, left | 1298.65
062467 | End section, right | 1298.65
062476 | End section, left | 175.05
062478 | End section, right | 175.05
062480 | Central boiler section | 122.13
062490 | Middle section | 297.18
062498 | Front element | 544.16
062499 | Back element | 514.3
062501 | Middle element | 419.31
062502 | Central boiler section | 419.31
062612 | Boiler section, end section left | 145.2
062613 | Boiler section, end section right | 153.34
062904 | Boiler section, central boiler section | 145.2
063411 | Evaporator SWEP B25-24 | 1933.73
063416 | Evaporator SWEP B45-40 | 2579.66
063419 | Evaporator SWEP B25-50 | 2808.99
063614 | Compressor | 16772.52
063615 | Compressor | 9499
063616 | Compressor SZ185 | 18998
063617 | Compressor | 572.65
064059 | Boiler (130 l) | 1413.99
064065 | Boiler | 689.36
064072 | Reservoir 15 ltr. | 449.17
064073 | Cylinder tank, 20 L | 572.65
064093 | Boiler | 803.34
064704 | Heat exchanger (2 elements) | 689.36
064705 | Heat exchanger (3 elements) | 917.33
064706 | Heat exchanger (4 elements) | 1070.67
064707 | Heat exchanger (5 elements) | 1184.66
064708 | Heat exchanger (6 elements) | 1298.65
064709 | Heat exchanger (7 elements) | 1376
064710 | Heat exchanger (8 elements) | 1376
064713 | Heat exchanger, 89 fins | 238.83
064714 | Heat exchanger, 102 fins | 253.76
064722 | Heat exchanger, 95 fins | 253.76
064724 | Heat exchanger dhw (28 plates) | 137.06
064867 | Heat exchanger | 283.61
064868 | Heat exchanger | 297.18
064881 | Heat exchanger | 449.17
064882 | Heat exchanger | 449.17
064884 | Heat exchanger dhw kit | 283.61
064937 | Heat exchanger | 480.38
064946 | Heat exchanger dhw | 77.35
064947 | Heat exchanger dhw | 101.78
064950 | Heat exchanger dhw | 108.56
064951 | Heat exchanger | 223.91
064952 | Heat exchanger | 223.91
065001 | Heat exchanger | 188.62
065002 | Heat exchanger | 223.91
065003 | Heat exchanger | 253.76
065007 | Heat exchanger | 1222.66
065009 | Heat exchanger | 175.05
065022 | Heat exchanger | 223.91
065023 | Heat exchanger | 253.76
065025 | Heat exchanger | 253.76
065026 | Heat exchanger | 283.61
065027 | Heat exchanger | 283.61
065034 | Heat exchanger dhw kit | 188.62
065053 | Heat exchanger dhw | 115.35
065061 | Heat exchanger | 1376
065084 | Heat exchanger DHW | 188.62
065088 | Heat exchanger dhw (12 plates) | 145.2
065093 | Heat exchanger dhw (40 plates) | 360.96
065098 | Heat exchanger, 77 fins | 240.58
065111 | Heat exchanger dhw (12 plates) | 122.13
065113 | Heat exchanger | 607.94
065114 | Heat exchanger | 724.64
065119 | Heat exchanger | 877.98
065128 | Heat exchanger | 188.62
065129 | Heat exchanger | 253.76
065130 | Heat exchanger | 283.61
065131 | Heat exchanger dhw (12 plates) | 130.27
065132 | Heat exchanger dhw (38 plates) | 283.61
065150 | Heat exchanger | 803.34
065151 | Heat exchanger, 106 fins | 283.61
065152 | Heat exchanger, 105 fins | 360.96
065153 | Heat exchanger dhw (20 plates) | 137.06
065176 | Heat exchanger | 419.31
065177 | Water valve | 153.34
065179 | Heat exchanger | 449.17
065180 | Heat exchanger 30kW | 572.65
066688 | Heating element 2 kW | 145.2
066689 | Heating element 4 x 1.5kW | 188.62
066690 | Heating element 2x2kW + 2x1kW | 175.05
066818 | Frost protection chain | 86.85
066819 | Frost protection pad | 44.24
066820 | Heating body 6.0kW | 514.3
066821 | Heating body 6.0kW | 514.3
066822 | Heating element | 137.06
066823 | Heating element | 175.05
066825 | Heating body | 35.42
066830 | Immersion heater | 202.19
066831 | Heating body | 86.85
067177 | Heating element | 108.56
067187 | Heating body (CuNiFe) | 108.56
067218 | Heating element | 90.92
067232 | Heating element 2 kW | 94.99
067233 | Heating element VEN U 10/4 1.2kW | 175.05
067234 | Heating element VEN O 10/4 2.0kW | 94.99
067235 | Heating element VEN O 10/4 1.2kW | 175.05
067240 | Heat exchanger | 122.13
067308 | Casing | 55.09
067309 | Casing | 64.32
067311 | Casing | 35.42
067312 | Casing | 31.75
067314 | Case | 122.13
067321 | Casing | 283.61
067322 | Casing | 283.61
068417 | Burner door | 223.91
068557 | Cover plate | 94.99
068558 | cover plate | 94.99
068559 | Cover plate | 94.99
068907 | Front cover | 77.35
068908 | Cap | 77.35
068916 | Cap | 724.64
068917 | Hood 828 mm H | 763.99
068922 | Burner hood | 137.06
068923 | Hood 847 mm H | 763.99
068939 | Cap | 419.31
068940 | Cap | 449.17
068941 | Cap | 419.31
068942 | Cap | 419.31
068943 | Cap | 480.38
068944 | Cap | 480.38
068945 | Cap | 449.17
068946 | Cap | 449.17
068947 | Cap | 480.38
068948 | Cap | 480.38
068949 | Cap | 77.35
068956 | Flue gas cap | 38.54
069047 | Baffle plate (PK2) | 175.05
069519 | Insulating brick | 86.85
069687 | Inlet | 77.35
069930 | Cover plate (top) | 41.25
069931 | Cover plate (top,rear) | 50.48
069932 | Cover plate | 55.09
069933 | Cover plate | 47.22
069934 | Cover plate top | 11.47
069935 | Cover plate | 449.17
069936 | Cover plate | 480.38
069937 | Cover plate | 419.31
069938 | Cover plate | 449.17
069939 | Cover plate | 480.38
069940 | Cover plate | 480.38
070007 | Hexagonal nut | 2.31
070196 | Front cover | 188.62
070197 | Front cover | 175.05
070198 | Front cover | 188.62
070282 | Front cover | 130.27
070283 | Front cover | 130.27
070284 | Front cover | 137.06
070285 | Front cover | 137.06
070286 | Front cover | 160.13
070287 | Front cover | 153.34
070288 | Front cover | 160.13
070289 | Front cover | 160.13
070290 | Front cover | 160.13
070334 | Screw | 0.81
070351 | Screw | 6.07
070361 | Hexagonal screw | 0.81
070496 | Cover plate | 16.69
070570 | Cover plate | 137.06
070571 | Cover plate | 153.34
070572 | Cover plate | 160.13
070588 | Cover plate | 3.87
070881 | Cover plate | 1.53
071318 | Cover plate | 3.87
071324 | Cover plate | 2.31
071326 | Cover plate | 1.9
071332 | Cover plate | 19.54
071338 | Punched sheet | 31.75
071339 | Punched sheet | 31.75
071340 | Punched sheet | 29.04
071341 | Punched sheet | 31.75
071342 | Punched sheet | 35.42
071343 | Punched sheet | 35.42
071344 | Punched sheet | 29.04
071345 | Punched sheet | 38.54
071346 | Punched sheet | 31.75
071350 | Cover plate | 137.06
071386 | Cover plate | 9.16
071676 | Combustion chamber (G20) | 419.31
071680 | Combustion chamber (G25) | 392.17
071736 | Cleaning cover | 122.13
071933 | Foot | 9.16
071934 | Foot | 7.63
071935 | Foot, adjustable | 23.2
071944 | Adjustable foot | 35.42
071948 | Foot | 16.69
071950 | Foot | 2.31
071951 | Schale (incl. verstellbare Füße) | 12.21
072133 | Cover plate | 4.58
072150 | Sieve | 12.99
072165 | Cover plate | 297.18
072166 | Cover plate | 137.06
072167 | Cover plate | 153.34
072168 | Cover plate | 153.34
072169 | Cover plate | 360.96
072170 | Cover plate | 160.13
072171 | Cover plate | 160.13
072172 | Cover plate | 188.62
072173 | Cover plate | 175.05
072174 | Flue gas duct-cover plate | 77.35
072175 | Flue gas duct-cover plate | 77.35
072176 | Flue gas duct-cover plate | 77.35
072177 | Flue gas duct-cover plate | 175.05
072178 | Flue gas duct-cover plate | 77.35
072186 | Cover plate | 4.58
072258 | Supporting element | 31.75
072368 | Casing | 50.48
072369 | Casing | 47.22
072550 | Insulation | 122.13
072551 | Insulation | 137.06
072695 | Insulation | 12.21
072936 | Casing | 31.75
072979 | Cowling | 77.35
072987 | Cowling | 82.78
073026 | Wall case | 59.44
073248 | Mounting plate | 16.69
073261 | Mounting plate | 7.63
073273 | Mounting plate | 101.78
073423 | Socket piece (D 250) | 0.81
073424 | Flue gas duct connection (D 325) | 77.35
073425 | Flue gas duct connection (D 350) | 77.35
073428 | Socket piece (D 250) | 26.19
073429 | Socket piece (D 300) | 47.22
073430 | Flue gas duct connection (D 350) | 77.35
073431 | Flue gas duct connection (D 400) | 86.85
073434 | Socket piece | 55.09
073647 | Protection grill | 23.2
073666 | Protection grill | 44.24
073667 | Air filter grill | 47.22
073671 | Air protection basket | 55.09
074213 | Decorative grill | 122.13
074214 | Decorative grill | 137.06
074411 | Back panel | 13.71
074450 | Back panel | 9.94
074514 | Filter | 2.9
074517 | Filter | 12.21
074751 | Side panel, left | 253.76
074752 | Side panel, right | 153.34
074753 | Rear side panel | 101.78
074869 | Draft diverter | 130.27
074870 | Draft diverter | 137.06
074871 | Draft diverter | 153.34
074920 | Draft diverter | 86.85
074921 | Draft diverter | 130.27
074923 | Draft diverter | 23.2
074945 | Draft diverter | 94.99
074957 | Draft diverter | 108.56
074975 | Draft diverter | 19.54
074976 | Draft diverter | 419.31
074977 | Draft diverter | 419.31
074978 | Draft diverter | 449.17
074979 | Draft diverter | 514.3
074980 | Draft diverter | 514.3
074981 | Draft diverter | 544.16
074995 | Draft diverter | 572.65
074996 | Draft diverter | 514.3
074997 | Draft diverter | 607.94
075008 | Draft diverter | 325.68
075009 | Draft diverter | 297.18
075074 | Draft diverter | 77.35
075075 | Draft diverter | 90.92
075076 | Draft diverter | 86.85
075077 | Draft diverter | 86.85
075078 | Draft diverter | 86.85
075079 | Draft diverter | 94.99
075080 | Draft diverter | 122.13
075081 | Draft diverter | 101.78
075084 | Draft diverter | 41.25
075086 | Draft diverter | 69.21
075375 | Covering plate | 6.89
075397 | Covering plate | 12.99
075420 | Lower front panel | 50.48
075421 | Lower front panel | 50.48
075422 | Facing sheet | 77.35
075423 | Facing sheet | 77.35
075424 | Facing sheet | 77.35
075518 | covering plate | 29.04
075519 | Covering plate | 55.09
075544 | Covering plate | 5.36
075551 | Covering plate | 26.19
075815 | Insulation, lateral | 26.19
075816 | Insulation, right | 1.15
075870 | Side insulation | 8.41
075871 | Insulation front | 14.52
075873 | Insulation front | 9.94
075874 | Insulation front | 10.72
075875 | Insulation front | 12.99
075901 | Insulation top | 31.75
075902 | Insulation top | 35.42
075903 | Insulation mat top | 35.42
075904 | Insulation mat top | 35.42
075905 | Insulation mat top | 35.42
075906 | Insulation top | 35.42
075907 | Insulation mat top | 86.85
075908 | Insulation mat top | 86.85
075909 | Insulation top | 115.35
075971 | Insulation turbo 10kW (kit) | 31.75
075972 | Insulation turbo 20kW (kit) | 41.25
075973 | Insulation turbo 24kW (kit) | 41.25
076014 | Cover | 1.53
076015 | Cover | 3.05
076016 | Cover | 122.13
076023 | Flange | 16.69
076081 | Cover | 29.04
076132 | Top cover | 19.54
076133 | Cover | 12.21
076143 | Cover | 14.52
076150 | Cover | 16.69
076168 | Cover | 3.87
076169 | Cover, variable DN 125 incl. seal ring | 77.35
076181 | cover | 31.75
076182 | Cover | 44.24
076198 | cover | 69.21
076228 | Insulation cap | 1.9
076238 | Insulating mat | 223.91
076239 | Insulating mat | 223.91
076240 | Insulating mat | 253.76
076272 | Insulation, bottom | 23.2
076273 | Insulation | 3.05
076370 | Insulation | 47.22
076507 | Cap flue gas | 26.19
076525 | Flue collector cap | 82.78
076526 | Flue collector cap | 101.78
076532 | Flue collector cap | 188.62
076560 | Flue collector cap | 86.85
076567 | Flue gas removal | 50.48
076597 | Flue collector cap | 145.2
076598 | Flue collector cap | 223.91
076599 | Flue collector cap | 268.69
076603 | Burner insulation | 16.69
076604 | Burner insulation | 26.19
076611 | Upper insulation plate | 8.41
076614 | insulation | 175.05
076615 | insulation | 175.05
076627 | Door insulation | 130.27
076629 | Insulation, (x2) | 35.42
076630 | Insulation | 360.96
076631 | Insulation | 392.17
076632 | Insulation | 392.17
076635 | Insulation | 360.96
076636 | Insulation | 392.17
076637 | Insulation | 419.31
076640 | Insulation | 5.36
076641 | Door insulation | 283.61
076642 | insulation | 77.35
076643 | insulation | 55.09
076644 | insulation | 130.27
076645 | insulation | 122.13
076646 | Insulation, boiler section | 108.56
076647 | Insulation, boiler section | 175.05
076648 | Insulation, boiler section | 122.13
076649 | Insulation, boiler section | 130.27
076650 | Insulation | 35.42
076651 | Insulation | 50.48
076652 | Insulation | 82.78
076653 | Insulation | 101.78
076654 | Insulation | 122.13
076655 | Insulation | 145.2
076804 | Flue gas removal | 1527.98
076805 | Flue gas removal | 1578.19
076807 | Flue gas removal | 1677.25
076861 | Flue gas removal | 23.2
076881 | Flue collector cap | 122.13
076882 | Flue collector cap | 122.13
076887 | Condensing collector | 1734.25
076889 | Flue collector cap | 175.05
076890 | Flue gas removal | 175.05
076979 | Bottom plate | 31.75
076980 | Bottom plate | 31.75
077045 | Flue collection box | 0.81
077062 | Flue gas connection | 5.36
077066 | Flue gas connection | 145.2
077084 | Flue gas connection | 122.13
077109 | Flue cap | 6.89
077329 | Covering | 449.17
077331 | Covering | 607.94
077332 | Covering | 544.16
077334 | Covering | 689.36
077357 | Covering | 86.85
077362 | Covering | 325.68
077386 | Cover | 55.09
077398 | Casing | 202.19
077399 | Casing | 283.61
077793 | Cap flue gas | 13.71
077794 | Cap flue gas | 38.54
077918 | Covering plate | 5.36
077930 | Covering plate | 153.34
077931 | Covering plate | 9.94
077958 | Covering plate | 18.18
077961 | Covering plate | 6.07
077963 | Covering plate | 6.89
077964 | Cover | 10.72
077967 | Covering plate | 18.18
077974 | Covering plate | 325.68
077975 | Covering plate | 153.34
077977 | Covering plate | 9.16
077978 | Cover display (grey) | 12.35
077982 | Covering plate | 13.71
077983 | Blast tube | 69.21
077984 | Blast tube | 69.21
077985 | Blast tube | 69.21
077991 | Covering plate | 44.24
078103 | Top front panel | 223.91
078104 | Lower front panel | 202.19
078160 | Front panel | 360.96
078161 | Front panel | 360.96
078290 | Top front panel | 86.85
078295 | Front panel, burner chamber | 26.19
078336 | Front panel | 23.2
078338 | Front panel, burner chamber | 31.75
078340 | Top front panel | 544.16
078343 | Front panel | 41.25
078345 | Cover, casing (sheet metal) | 50.48
078346 | Front panel | 130.27
078348 | Covering plate | 145.2
078408 | Clip | 0.81
078514 | Cable fixation | 0.81
078533 | Cable fixation | 10.48
078534 | Cable fixing, (x2) | 3.05
078536 | Cable fixing, kit of 2 | 3.87
078539 | Cable fixing | 3.87
078543 | Knob | 29.04
078770 | Side panel | 160.13
078795 | Side panel (left) | 41.25
078796 | Side panel (right) | 31.75
078910 | Cover combustion chamber | 90.92
078925 | Cover | 55.09
078926 | Cover | 1.9
078930 | Cover (front) | 44.24
078931 | Cover (front) | 41.25
078934 | Cover | 10.72
078936 | Cover, incl. seal ring EPDM | 21.44
078937 | Cap | 130.27
078938 | Cap | 153.34
078939 | Cap | 160.13
078943 | Cover | 69.21
078944 | Cover | 41.25
078945 | Cover | 26.19
078946 | Cover | 59.44
078947 | Cover | 55.09
078948 | Cover | 44.24
078949 | Cover | 55.09
078950 | Cover | 55.09
078951 | Cover | 86.85
078952 | Cover | 86.85
078954 | Cover, casing (sheet metal) | 77.35
078956 | Cover | 9.94
078960 | cover | 23.2
078970 | Cover | 12.21
078971 | Cover | 23.2
078975 | Cover (combustion chamber) | 29.04
078978 | Cover, casing (plastic) | 16.69
078981 | Cover plate | 94.99
078982 | Cover plate | 94.99
078983 | Cover plate | 145.2
078984 | Cover plate | 160.13
078985 | Cover plate | 160.13
078986 | Cover plate | 188.62
078990 | Cover | 55.09
078995 | Cover | 41.25
078996 | Top cover | 101.78
078997 | Cover | 101.78
078998 | Cover | 122.13
078999 | Cover | 122.13
079100 | Insulation (bottom) | 69.21
079101 | Insulation (top cover) | 41.25
079103 | Insulation (right) | 29.04
079110 | Insulation top | 94.99
079111 | Insulation top | 94.99
079112 | Insulation top | 101.78
079124 | Heat protection plate (front) | 8.41
079125 | Heat protection plate | 14.52
079126 | Heat protection plate (side) | 6.07
079131 | Insulation | 23.2
079132 | Insulation | 23.2
079140 | Insulation | 82.78
079141 | Insulation | 94.99
079142 | Insulation | 137.06
079160 | Insulation, boiler section | 101.78
079166 | Insulation, boiler section | 160.13
079167 | Insulation | 23.2
079168 | Insulation, condensing collector | 325.68
079169 | Insulation, condensing collector | 26.19
079170 | Insulation, condensing collector | 41.25
079171 | Insulation, condensing collector | 44.24
079172 | Insulation, condensing collector | 44.24
079173 | Insulation, condensing collector | 137.06
079174 | Insulation | 160.13
079175 | Insulation | 130.27
079176 | Insulation | 188.62
079183 | Insulations (set top/bottom) | 44.24
079185 | Insulation | 9.94
079187 | Insulations (set left/right) | 41.25
079188 | Insulation, boiler section | 188.62
079197 | Insulation rear wall | 55.09
079198 | Insulation upper front | 23.2
079199 | Insulation upper below | 29.04
079210 | Bottom plate | 44.24
079211 | Bottom plate | 15.33
079212 | Bottom plate | 44.24
079218 | Bottom plate | 26.19
079219 | Bottom plate | 31.75
079220 | Bottom plate | 31.75
079221 | Bottom plate | 35.42
079222 | Bottom plate | 44.24
079223 | Bottom plate | 44.24
079227 | Bottom plate | 31.75
079229 | Bottom plate | 29.04
079230 | Bottom plate | 55.09
079231 | Bottom plate | 59.44
079232 | Bottom plate | 59.44
079247 | Bottom plate | 16.69
079249 | Bottom plate | 18.18
079312 | Accessory bag, flue pipe | 6.89
079344 | Fittings pack | 47.22
079433 | Air duct | 6.89
079434 | Air duct | 31.75
079437 | Air protection basket | 122.13
079519 | Cover plate | 23.2
079520 | Cover plate | 18.18
079521 | Cover plate | 19.54
079522 | Cover plate | 18.18
079523 | Cover plate | 16.69
079524 | Cover plate | 31.75
079525 | Cover plate | 26.19
079526 | Cover plate | 23.2
079533 | Covering grid plate | 11.47
079552 | Seal, cable | 1.53
079555 | Burner cover | 35.42
079610 | Cover plate (566 x 190) | 108.56
079611 | Cover plate (706 x 253) | 130.27
079612 | Cover plate (846 x 253) | 130.27
079613 | Cover plate (566 x 253) | 130.27
079625 | Clamp | 23.2
079628 | Plate (125-385) | 41.25
079629 | Cover plate (160mm) | 41.25
079630 | Cover plate (210mm) | 55.09
079635 | Bottom plate | 29.04
079636 | Cover plate | 6.89
079639 | Cover plate bottom | 23.2
079755 | Back panel | 101.78
079756 | Back panel | 122.13
079757 | Back panel | 122.13
079758 | Back panel | 122.13
079766 | Radiation shield | 44.24
079767 | Radiation shield | 69.21
079773 | Back panel | 130.27
079774 | Back panel | 153.34
079775 | Back panel | 145.2
079786 | Back panel | 26.19
079888 | Side panel, left | 94.99
079889 | Side panel, right | 94.99
079979 | Side panel | 160.13
079980 | Side panel | 69.21
079981 | Side panel | 122.13
079982 | Side panel | 86.85
079983 | Side panel | 90.92
080029 | Hose connection | 2.31
080032 | Gas connection | 29.04
080047 | Tube | 0.81
080049 | Sleeve nut | 0.81
080050 | Sleeve nut | 0.81
080074 | Compression fitting 3/4 inch | 11.41
080075 | Compression fitting 1 inch | 21.44
080177 | Nut | 4.58
080181 | Screw | 0.81
080184 | Compression ring, 20 mm | 1.9
080189 | Support | 2.31
080225 | Tube | 12.99
080244 | Tube | 50.48
080287 | Tube | 44.24
080288 | Tube | 41.25
080289 | Tube | 41.25
080290 | Tube | 38.54
080291 | Tube | 50.48
080292 | Tube | 47.22
080360 | Hose | 0.81
080364 | Insulating hose | 0.81
080368 | Hose | 0.81
080387 | Tube, flexible | 7.63
080389 | Silicone tube | 1.15
080722 | Connection group | 82.78
080978 | Cold water connection | 90.92
080982 | Cold/warm water connection | 59.44
081088 | Connection | 77.35
081138 | Warm water connection | 16.69
081142 | Connector, w-w | 26.19
081143 | Connector, w-w | 19.54
081144 | Tube (warm water connection) | 12.99
081148 | Connector, w-w | 29.04
081149 | Warm water connection | 26.19
081162 | Warm water connection | 26.19
081209 | Connection cable | 4.58
081222 | Connection cable | 4.58
081223 | Connection cable | 16.69
081232 | Connection cable | 12.21
081233 | connection cable | 41.25
081235 | Connection tube | 297.18
081314 | Connection tube | 44.24
081417 | warm water connection tube | 15.33
081422 | Warm water connection tube | 41.25
081441 | Warm water connection tube | 9.94
081442 | Warm water connection tube | 15.33
081445 | Connection tube | 14.52
081446 | Connection tube FR | 11.47
081447 | Connecting tube | 13.71
081623 | Connection piece | 9.94
081641 | Connection piece | 35.42
081654 | Connection piece | 35.42
081656 | Connection piece | 41.25
081657 | Connection piece | 38.54
081667 | Connection piece | 9.16
081668 | Connection piece | 12.21
081670 | connection piece cpl. | 160.13
081677 | Connection tube | 35.42
081687 | Connection piece (condensate trap) | 2.31
081689 | Connection piece | 9.94
081692 | Flue connection piece | 137.06
081694 | Connection piece | 29.04
081695 | Connection piece | 77.35
081696 | Connection piece | 12.21
081697 | Connection piece | 38.54
081712 | Cold water connection valve | 35.42
081718 | Cold water connection | 44.24
081720 | Cold water connection valve | 38.54
081721 | Cold water connection valve | 10.72
081723 | Cold water connection valve | 47.22
08190700 | Gas conversion set G30->G20 | 31.75
08190800 | Gas conversion set G20->G30 | 38.54
082006 | Double nipple (R 3/4) | 3.87
082071 | Double nipple, pipe | 3.05
082073 | Double nipple, pipe | 6.89
082074 | Double nipple, pipe | 9.94
082205 | Drain valve | 12.99
082210 | Drain valve | 31.75
082221 | Drain valve | 35.42
082222 | Drain valve | 31.75
082225 | Drain cock | 19.54
082229 | Drain cock | 16.69
082232 | Drain valve | 12.21
082244 | Drain valve | 19.54
082252 | Drain cock | 38.54
082255 | Drainvalve | 6.89
082260 | Drain valve | 26.98
082368 | Oval flange | 238.83
082377 | Oval flange | 9.16
082424 | Flange plate | 16.69
082462 | Flange plate | 9.16
082463 | Flange plate | 6.89
082465 | Flange plate | 55.09
082466 | Flange plate | 15.33
082602 | Gas connection | 202.19
082676 | Gas connection | 31.75
082677 | Gas connection | 35.42
082776 | Gas shut-off valve - straight | 77.35
082777 | Gas shut-off valve - bend | 77.35
082782 | Gas shut-off valve, 15 x 15 | 21.44
082783 | Gas shut-off valve FR | 26.19
082793 | Gas cock assembly | 77.35
082794 | Gas shut-off valve, 22 x 15 | 38.54
083014 | Connection piece | 8.57
083015 | Connection piece | 6.07
083016 | Connection piece | 16.69
083210 | Hand shower | 7.63
083354 | Socket | 12.99
083367 | Sleeve DN 63 | 35.42
083368 | Sleeve DN 63 | 23.2
083384 | Sleeve | 15.33
083393 | Sleeve with reducing ring 20kW | 15.33
083394 | Sleeve with reducing ring 15kW | 31.75
083395 | Sleeve with reducing ring 12kW | 31.75
083399 | Sleeve | 160.13
083408 | Compression fitting (R 1/2) | 8.57
083425 | Compression fitting | 12.21
083432 | Connection piece | 16.69
083435 | Compression fitting, 15 x 15 | 5.36
083436 | Compression fitting, double | 9.94
083437 | Compression fitting R3/4 x 15 | 12.21
083438 | Compression fitting | 6.07
083532 | Cold water tube | 31.75
083533 | Cold water tube | 77.35
083534 | Cold water tube | 35.42
083537 | Cold water tube | 35.42
083538 | Cold water tube | 44.24
083539 | Cold water tube | 35.42
083610 | Reducing nipple | 3.05
083627 | Connection piece | 6.07
083645 | Reducing piece (1 - G 3/4) | 16.69
083656 | Reducing nipple | 69.21
083657 | Reducing nipple | 55.09
083706 | Cold water tube | 18.18
083885 | Connection tube | 7.63
083960 | Warm water tube | 13.71
083997 | Warm water tube | 44.24
083998 | Warm water tube | 115.35
084010 | inlet tube | 108.56
084011 | inlet tube | 108.56
084138 | Hose | 41.25
084139 | Silicone tube | 8.41
084245 | Flow switch conduction, cpl. | 11.47
084263 | Flow switch conduction, cpl. | 19.54
084266 | Flow switch conduction | 21.44
084285 | Flow switch conduction | 6.07
084288 | Flow switch conduction | 18.18
084293 | Flow switch conduction | 9.16
084294 | Flow switch conduction | 7.63
084297 | Flow switch conduction | 7.63
084461 | Connection line | 3.87
084464 | Protection earthing (yellow-green) | 0.81
084491 | Connection line | 5.36
084521 | Connection line | 6.89
084646 | Connection tube (gas) | 86.85
084749 | Connection tube | 86.85
084765 | Connection piece | 35.42
084928 | Connection piece | 9.94
084950 | connection piece | 9.94
084958 | Connection piece | 31.75
084982 | Connection piece | 16.69
084984 | Connection piece | 12.21
084990 | connection piece | 101.78
085008 | Extension piece | 7.63
085017 | Connector | 6.89
085029 | Extension tube, 0.5 m 63/96 AL | 94.99
085030 | Extension tube, 1.0 m 63/96 AL | 94.99
085031 | Extension tube | 86.85
085032 | extension tube 0.5 m | 86.85
085033 | Extension tube, 1.0 m | 101.78
085034 | Extension tube 1.0 m | 101.78
085035 | Extension tube 0.5 m | 101.78
085036 | Extension tube 1.0 m | 253.76
085037 | Extension tube | 253.76
085120 | Angle screwing | 23.2
085124 | Angle screwing | 19.54
085132 | Angle screwing | 35.42
085227 | pump fixture bag | 18.18
085390 | Connection piece | 10.72
085396 | connection piece | 26.19
085684 | Gas regulator (DVI) | 188.62
085709 | Support | 6.89
085733 | Support | 0.81
085754 | Support | 0.81
085755 | Support | 2.31
085767 | Support | 0.81
085770 | Support, rear | 1.9
085771 | Support, front | 12.99
085775 | Support | 3.05
085778 | Support, front | 6.07
085854 | Support | 5.36
085856 | Support | 4.58
085872 | Support | 0.81
085873 | Support | 0.81
085874 | Support | 1.53
085875 | Support | 3.05
085878 | Support | 4.58
085879 | Support | 5.36
085880 | Support | 9.16
085884 | Support | 0.81
085888 | Support | 2.31
085889 | Support | 2.31
08589300 | Chimney kit 140/125mm | 19.54
085907 | Support | 7.63
086104 | Support | 1.15
086133 | Spring clamp | 0.81
08618000 | Tools | 86.85
086444 | Spacer | 12.21
086445 | Support | 0.81
086446 | Support | 21.44
086447 | Support | 9.94
086448 | Support | 0.81
086467 | Suspension | 3.05
086479 | Support, middle | 12.21
08649700 | Gas conversion set G30->G20 | 13.71
086501 | support | 5.36
086513 | support | 7.63
086549 | Support | 6.07
08657300 | Gas conversion set G30 -> G20 | 86.85
086602 | AXE SELECT. PF EQUIPE | 6.89
086606 | BLOC GAZ A VEIL TYPE FR | 160.13
08662900 | Gas conversion set G30 G20 | 122.13
08663100 | Gas conversion set G30 | 94.99
08663200 | Gas conversion set GL | 130.27
08676400 | Gas conversion set G30 | 268.69
08688500 | Burner ignition | 35.42
086907 | Support | 0.81
086992 | Heat exchanger fixing clip 24kW | 1.15
087121 | Heat exchanger fixing clip 28kW | 3.05
087140 | Support heat exchanger | 1.15
087183 | Support | 16.69
087195 | Bracket, Air Inlet Pipe | 1.15
087310 | Connection piece | 7.58
087343 | connection piece | 108.56
087344 | Connection piece 80/125 white | 188.62
087412 | Welded-on flange | 77.35
087416 | Welded-on flange | 77.35
087420 | Welded-on flange | 82.78
087432 | Welded-on flange | 153.34
087439 | Welded-on flange | 77.35
087440 | Welded-on flange | 77.35
087441 | Welded-on flange | 122.13
087527 | Connection piece (right) | 19.54
087528 | Connection piece (left) | 35.42
087721 | Flange | 31.75
087722 | Flange | 35.42
087842 | Console | 392.17
087856 | Console | 175.05
087913 | Gas connection | 3.87
087941 | Connection piece | 6.07
087968 | Connection piece | 6.07
087992 | Connection piece | 86.85
088010 | Hinge | 55.09
088019 | Hinge | 7.63
088028 | Hinge | 15.33
088103 | Flange | 86.85
088104 | Flange | 130.27
088112 | flange | 19.54
088121 | Flange | 160.13
088130 | Burner flange | 175.05
088131 | Burner flange | 188.62
088133 | Flange | 86.85
088134 | Flange | 86.85
088141 | Holding plate | 160.13
088151 | Flange | 130.27
088152 | Flange | 29.04
088155 | Burner flange | 94.99
088305 | Fitting | 4.58
088349 | Fitting | 10.72
088350 | Fitting | 2.31
088351 | Fitting | 3.87
088367 | Fitting | 6.07
088368 | Fitting | 7.63
088376 | Screw connection 28 x R25 | 23.2
088377 | Fitting (22mm-3/4) | 26.19
088378 | Fitting 22 x R25 | 26.19
088381 | Connection piece (PK4) | 41.25
088387 | Screw connection (35 mm) | 31.75
088388 | Fitting | 9.94
088421 | Screw connection | 12.21
088617 | Fastening set | 3.87
088620 | Fastening set | 16.69
088624 | Screw (kit) | 1.15
088638 | Fastening parts | 4.58
088681 | Conversion kit, LL (DE) | 12.99
088682 | Conversion kit, LL (DE), S (HU) | 18.18
088734 | Lock | 16.69
088739 | Closure | 4.58
088740 | Lock (PK2) | 18.18
088801 | Flow switch conduction | 6.89
088807 | Flow switch conduction | 6.07
088811 | Flow switch conduction | 7.63
088813 | Flow switch conduction | 12.21
088840 | Flow switch conduction | 21.44
088841 | Flow switch conduction | 7.63
088842 | Flow switch conduction | 8.41
088848 | Flow switch conduction | 12.21
088852 | Bypass | 12.21
088853 | Bypass | 12.99
088902 | Flow switch conduction | 10.72
088904 | Flow switch conduction | 9.94
088906 | Flow switch conduction | 9.16
088912 | Flow switch conduction | 7.63
088925 | Flow switch conduction | 9.16
088937 | Flow switch conduction | 19.54
088939 | Flow switch conduction | 9.16
088940 | Flow switch conduction | 9.16
088957 | Flow switch conduction | 11.47
088959 | Flow switch conduction | 8.41
088960 | Flow switch conduction | 11.47
088961 | Flow switch conduction | 9.16
088973 | Flow switch conduction | 11.47
088974 | Flow switch conduction | 18.18
088975 | Flow switch conduction | 11.47
088992 | Flow switch conduction | 9.94
089003 | Cold water tube | 12.99
089054 | Connection tube | 59.44
089062 | Connection tube | 94.99
089084 | Connection tube | 47.22
089096 | Connection tube | 44.24
089097 | Connection tube | 94.99
089127 | Connection tube | 55.09
089189 | Tube | 5.36
089243 | Connection tube (pump-PHE) | 108.56
089245 | Connection tube | 29.04
089247 | Connection tube | 31.75
089251 | Pipe, assy connection | 19.54
089253 | Connection tube | 69.21
089255 | Connection tube (pump-PHE) | 108.56
089257 | Connection tube | 12.99
089260 | Cold water connection tube | 31.75
089285 | Connection tube | 6.89
089294 | Connection tube | 9.94
089317 | Sealing flange | 12.99
089403 | Connection line | 31.75
089419 | Connection line (C1/C2 ProE) | 6.07
089449 | Connection line | 4.58
089526 | Connection line | 7.63
089581 | Harness seal control | 12.99
089643 | Connection line | 35.42
089644 | Connection line | 35.42
089645 | Connection line | 26.19
089649 | Connection line | 15.33
089695 | Connection line | 31.75
089698 | Connection line | 86.85
089702 | Assembly kit | 5.36
089750 | Gasket kit | 44.24
089753 | Gasket kit | 19.54
089797 | Assembly kit | 86.85
089960 | Conversion kit | 11.47
089964 | Kit C75 | 86.85
089965 | SKUEGLAS (C75) | 14.52
090562 | Ignition electrode double | 15.33
090563 | Monitoring electrode | 8.41
090564 | Monitoring electrode | 3.87
090631 | Sensor | 223.91
090649 | Monitoring electrode | 7.63
090657 | Ignition electrode | 16.69
090668 | Ignition electrode | 5.36
090670 | Ignition electrode double | 29.04
090671 | Ignition electrode double | 29.04
090673 | Ignition electrode double | 31.75
090677 | Ignition electrode double | 31.75
090678 | Monitoring electrode | 16.69
090681 | Ignition electrode | 12.99
090684 | Ignition electrode double | 12.21
090685 | Monitoring electrode | 11.41
090686 | Monitoring electrode | 9.16
090687 | Ignition electrode | 23.2
090688 | Ignition electrode double | 41.25
090692 | Ignition electrode double | 86.85
090693 | Ignition electrode double | 55.09
090694 | Monitoring electrode | 26.19
090695 | Ignition electrode double | 86.85
090698 | Ignition electrode double | 23.2
090699 | Monitoring electrode | 23.2
090702 | Monitoring electrode | 41.25
090706 | Ignition and monitoring electrode | 23.2
090707 | Monitoring electrode | 26.19
090708 | Ignition electrode double | 41.25
090709 | Electrode | 16.69
090712 | Ignition electrode | 31.75
090714 | Ignition electrode | 101.78
090715 | Ignition electrode bent | 6.07
090716 | Ignition electrode | 11.41
090717 | Ignition electrode | 35.42
090718 | Ignition electrode | 13.71
090719 | Ignition electrode | 11.36
090721 | Ignition electrode | 55.09
090724 | Electrode | 38.54
090725 | Ignition electrode bent | 7.63
090726 | Ignition electrode | 19.54
090727 | Ignition electrode | 23.2
090733 | Ignition electrode | 41.25
090734 | Electrode | 21.44
090737 | Ignition electrode | 31.75
090743 | Electrode (monitoring) | 41.25
090746 | Ignition electrode | 44.24
090749 | Electrode | 86.85
090751 | Electrode | 30.37
090752 | Ignition electrode | 59.44
090755 | Monitoring electrode | 35.42
090756 | Ignition electrode | 42.2
090758 | Ignition electrode | 41.25
090759 | Ignition electrode | 10.72
090760 | Ignition electrode (PK2) | 130.27
090761 | Electrode (monitoring) | 10.6
090815 | Extra items | 2.68
090915 | Connection cable | 12.21
090928 | Connection line | 12.99
090929 | Connection cable | 35.42
091060 | Piezo igniter | 26.19
091068 | Piezo ignition | 31.75
091077 | Piezo igniter | 9.94
091078 | Piezo igniter | 26.19
091081 | Piezo igniter | 15.33
091205 | Ignition transformer | 283.61
091233 | Ignition transformer | 69.21
091235 | Ignition transformer | 44.24
091237 | Ignition transformer | 35.42
091241 | Ignition transformer | 23.2
091244 | Ignition transformer | 44.24
091246 | Ignition transformer | 35.42
091248 | Ignition transformer | 153.34
091250 | Ignition transformer, set | 77.35
091251 | Ignition transformer | 55.09
091254 | Ignition transformer | 130.27
091258 | Spark generator | 19.54
091353 | Fastening kit | 3.87
091364 | Fastening set (covering) | 8.57
091367 | Fastening set (anode) | 11.47
091368 | Fastening set, heat exchanger | 19.54
091417 | Hanging bracket (assembly kit) | 19.54
091518 | Ignition cable | 3.87
091522 | Ignition cable | 2.31
091539 | Ignition cable | 77.35
091542 | Ignition cable | 12.99
091543 | Igniton wire | 4.58
091546 | Ignition wire | 11.47
091551 | Ignition wire | 26.19
091552 | Ignition cable | 19.54
091554 | Ignition cable | 31.75
091556 | Ignition cable | 4.58
091558 | Ignition cable | 47.22
091563 | Tube | 35.42
091564 | Interface harness | 23.2
091629 | Fastening set covering, 10 of each | 9.94
091678 | clips (set 2+2 clips) | 10.72
091697 | Fastening set | 6.89
091700 | Warm water connection tube | 13.71
091902 | Covering (switch box) | 689.36
091905 | Covering, top | 297.18
091906 | Covering | 607.94
092000 | Connection piece | 86.85
092001 | Connection piece with non-return valve | 86.85
092002 | Connection piece | 9.16
092005 | Connection tube fill-in device | 21.44
092006 | Connection piece | 11.47
092007 | Connection piece | 15.33
092009 | connection piece | 15.33
092011 | Connection piece (pump) | 29.04
092018 | Connection piece | 6.89
092020 | Connection piece | 44.24
092021 | Connection piece | 44.24
092024 | Connection piece | 18.18
092106 | Flue spigot | 26.19
092219 | Holding angle | 153.34
092240 | Support (PK4) | 13.71
092280 | Holding plate | 122.13
092284 | Holding plate | 19.11
092285 | Supporting element | 19.54
092286 | Supporting element | 29.04
092287 | Supporting element | 23.2
092288 | Supporting element | 41.25
092289 | Supporting element | 41.25
092290 | Supporting element | 31.75
092291 | Supporting element | 12.99
092292 | Supporting element | 13.71
092301 | Fastening set | 35.42
092302 | Fastening set door | 86.85
092328 | loose items pack | 41.25
092329 | loose items pack | 44.24
092330 | loose items pack | 47.22
092331 | loose items pack | 77.35
092332 | Loose items pack | 41.25
092400 | Side panel, left 807 mm H | 115.35
092401 | Side panel, right 807 mm H | 130.27
092402 | Side panel, left 807 mm H | 145.2
092403 | Side panel, right 807 mm H | 153.34
092405 | Side panel, right 807 mm H | 145.2
092406 | Side panel, left 807 mm H | 145.2
092407 | Side panel, right 807 mm H | 188.62
092408 | Side panel, left 807 mm H | 188.62
092409 | Side panel, right 807 mm H | 188.62
092410 | Side panel, left 807 mm H | 188.62
092417 | Side panel, right 807 mm H | 115.35
092418 | Side panel, left 807 mm H | 153.34
092485 | Tube | 11.47
092486 | Tube | 101.78
092487 | Tube | 146.5
092489 | Tube | 15.33
092490 | Tube | 26.19
093870 | tube, cpl. | 175.05
093871 | tube | 188.62
093903 | connection tube | 44.24
093955 | Tube | 21.44
093956 | Tube | 21.44
093968 | Tube | 26.19
094030 | Tube (L=690 mm, D=20 mm) | 5.36
094038 | Tube | 35.42
094039 | Tube | 44.24
094040 | connection tube | 108.56
094041 | Tube | 35.42
094042 | Tube | 115.35
094044 | Tube | 38.54
094045 | Tube | 35.42
094109 | Tube | 13.71
094110 | Tube | 55.09
094111 | Connecting tube | 31.75
094112 | Connecting tube | 55.09
094113 | Warm water connection tube | 23.2
094114 | Connecting tube | 11.47
094115 | Connecting tube | 15.33
094120 | Connecting tube | 41.25
094122 | Connecting tube | 31.75
094123 | Connecting tube | 19.54
094124 | Connecting tube | 13.71
094125 | Connecting tube | 19.54
094139 | Connecting tube | 59.44
094140 | Connecting tube | 44.24
094171 | warm water tube | 69.21
094172 | cold water tube | 50.48
094173 | circulation tube | 82.78
094174 | return tube | 55.09
094175 | inlet tube | 55.09
094214 | Tube | 55.09
094215 | Tube | 41.25
094216 | Tube | 223.91
094217 | Tube | 77.35
094218 | Tube | 55.09
094219 | tube | 31.75
094220 | Tube | 69.21
094221 | Tube | 94.99
094223 | Tube | 31.75
094224 | Tube | 108.56
094227 | Tube | 31.75
094229 | Tube (L=114 mm, D=18mm) | 3.33
094230 | Tube (L=640 mm, D=18mm) | 15.33
094259 | Tube | 12.99
094261 | Tube | 153.34
094262 | Tube | 108.56
094263 | Tube | 69.21
094264 | Tube | 64.32
094282 | Pitot tubes (venturie) with caps | 35.42
094293 | Gas pipe | 9.16
094294 | Pipe | 9.94
094295 | Pipe | 14.52
094701 | Cover, including screws and sealing ring | 41.25
094704 | Cover with sealring EPDM | 44.24
095301 | return tube | 153.34
095302 | return tube | 153.34
095303 | return tube | 153.34
095308 | Connection | 26.19
095324 | Tube (forward motion) | 77.35
095604 | Hose (1300 mm) | 90.92
095605 | Hose, 1500 mm | 55.09
095610 | Tube, flexible | 16.69
095624 | Hose (condensation) | 9.16
095643 | Hose | 153.34
095645 | Hose | 153.34
095646 | Hose 1600 mm | 94.99
095647 | Hose | 12.99
095648 | Hose | 122.13
095649 | Hose | 202.19
095650 | Hose | 137.06
095654 | Hose (air) | 12.99
095655 | Hose (gas) | 15.33
095658 | Hose | 7.63
095660 | Hose (pressure safeguard) | 26.19
095661 | Hose (expansion vessel) | 13.71
095665 | Connection/oil hose L=1.4 m | 77.35
095667 | Hose | 175.05
095669 | Hose | 122.13
097004 | Connection/oil hose L=1.4 m | 90.92
097019 | Connection (cold/warm water) | 47.22
097020 | Connection, (x2) | 26.19
097021 | connection | 16.69
097022 | Return tube | 26.19
097027 | Flue connection, to chimney | 449.17
097033 | Connection | 137.06
097035 | Connection | 175.05
097039 | Connection | 18.18
097040 | Connection | 29.04
097056 | Connection | 86.85
097057 | Connection | 69.21
097700 | Flue collector cap | 268.69
097701 | Flue collector cap | 297.18
097702 | Flue collector cap | 153.34
097703 | Flue collector cap | 268.69
097704 | Flue gas removal | 188.62
097705 | Flue gas removal | 188.62
097706 | Flue gas removal | 297.18
097707 | Flue gas removal | 188.62
097708 | Flue gas removal | 223.91
097709 | Flue gas removal | 223.91
097710 | Flue gas removal | 223.91
097711 | Flue gas removal | 223.91
097712 | Flue gas removal | 160.13
097713 | Flue gas removal | 153.34
097720 | Flue collector cap | 94.99
097723 | Flue collector cap | 130.27
097724 | Cap flue gas | 26.19
097725 | Cap flue gas | 26.19
097726 | Cap flue gas | 47.22
098812 | Support (bypass valve) | 3.05
098823 | Electrode fix. plate | 9.94
098900 | Centering piece | 160.13
098906 | Support | 18.18
098907 | Support (PK2) | 2.31
098912 | Support | 3.87
098916 | Support (PK2) | 6.07
098919 | Hanging bracket | 3.87
098924 | Support (covering plate) | 6.07
098925 | Support (pump) | 2.31
098926 | Support (cable bushing) | 1.15
098927 | Support (temperature limiter) | 1.9
098929 | Support (heat exchanger) | 2.31
098930 | Support (zig ignitor) | 23.2
098932 | wall bracket | 4.58
098933 | Bracket gas pipe | 13.71
098936 | Support | 3.87
098941 | Brackets and clip | 77.35
098942 | Draft diverter | 122.13
099021 | Support | 11.41
099028 | Support | 8.41
099029 | support | 10.72
099030 | Support | 12.21
099031 | Support | 44.24
099032 | Support | 44.24
099035 | Hanging bracket | 6.89
099036 | Supporting element side wall | 29.04
099037 | Supporting element control panel | 153.34
100004 | Nut | 0.81
100306 | Temperature limiter | 59.44
100334 | Temperature limiter | 64.32
100363 | Temperature limiter | 35.42
100376 | Temperature limiter | 10.48
100389 | Temperature limiter | 31.75
100398 | Temperature limiter | 41.25
100547 | Flame supervision device | 101.78
100554 | Flame supervision device | 175.05
100555 | Flame supervision device | 153.34
100556 | Flame supervision device | 153.34
100558 | Flame supervision device | 145.2
100560 | Flame supervision device | 153.34
100562 | Flame supervision device | 175.05
100565 | Flame supervision device | 153.34
100567 | Flame supervision device | 360.96
100568 | Flame supervision device | 82.78
100569 | Flame supervision device | 84.67
100571 | Automatic oil firing | 137.06
100575 | Flame supervision device | 253.76
100579 | Flame supervision device | 283.61
100586 | Flame supervision device | 253.76
100591 | Flame supervision device | 392.17
100592 | Flame supervision device | 297.18
100593 | Automatic oil firing | 253.76
100594 | Ignition transformer | 9.16
101106 | Temperature limiter | 55.09
101119 | Temperature limiter | 35.42
101120 | Boiler thermostat | 31.75
101122 | Temperature limiter | 35.42
101125 | Boiler thermostat | 50.48
101128 | Boiler thermostat (80 C) | 31.75
101131 | Temperature limiter | 47.22
101135 | Temperature limiter | 77.35
101136 | Temperature limiter | 35.42
101137 | Temperature limiter | 35.42
101143 | Temperature limiter | 94.99
101151 | Temperature regulator | 59.44
101152 | Temperature limiter (60 C) | 29.04
101153 | Temperature limiter 87C incl. cable tree | 130.27
101167 | STB/Reglereinheit, für Zusatzheizung | 392.17
101168 | Temperature limiter | 130.27
101169 | Temperature limiter | 35.42
101174 | Temperature limiter | 10.72
101175 | Temperature limiter | 9.94
101176 | Temperature limiter | 55.09
101177 | Temperature limiter | 50.48
101178 | Over-heat limiter | 69.21
101181 | Temperature limiter | 41.25
101182 | Thermoelement | 50.48
101193 | Over-heat limiter, 130 C | 44.24
101198 | Temperature limiter | 47.22
101250 | Pressure gauge | 16.69
101252 | Pressure gauge | 16.69
101262 | manometer | 23.2
101263 | Pressure gauge | 16.69
101270 | Pressure gauge | 41.25
101271 | Pressure gauge | 23.2
101272 | Pressure gauge | 23.2
101273 | Pressure gauge | 41.25
101279 | Manometer | 26.19
101280 | Pressure gauge | 38.54
101283 | manometer | 59.44
101353 | Temperature limiter | 59.44
101357 | Selection limiter | 29.04
101384 | Temperature limiter | 26.19
101386 | Temperature limiter | 38.54
101462 | Temperature regulator | 6.07
101475 | Temperature regulator | 47.22
101534 | Thermometer | 26.19
101542 | Thermometer | 26.19
101552 | Thermometer | 18.18
101554 | Thermometer | 16.69
101558 | Thermo-hydrometer | 35.42
101561 | Thermometer | 12.99
101563 | Thermometer | 16.69
101566 | Thermometer | 41.25
101572 | Thermometer | 41.25
101575 | Thermometer, blue | 36.36
101576 | Thermometer, red | 19.54
101742 | Thermostat | 223.91
101747 | Thermostat, 115 Gr. C | 137.06
101750 | Thermostat | 59.44
101751 | Thermostat | 47.22
101752 | Thermostat | 59.44
101762 | Temperature monitor | 11.47
101767 | Thermostat (PK4) | 77.35
101771 | Thermister thermometric | 10.72
101774 | Thermostat, 80 Gr. C | 90.92
101804 | Temperature regulator | 35.42
101815 | Temperature regulator | 108.56
101819 | Thermostat | 35.42
101824 | Temperature regulator | 55.09
101838 | Temperature regulator | 41.25
101843 | Temperature regulator | 50.48
101846 | Temperature regulator | 29.04
101907 | Pressure switch 1,5 bar | 77.35
101908 | Pressure switch | 77.35
101910 | Pressure switch | 122.13
102514 | Draft diverter | 77.35
102515 | Draft diverter | 59.44
102516 | Draft diverter | 35.42
102527 | Draft diverter | 55.09
102528 | Draft diverter | 38.54
102529 | Draft diverter | 77.35
102532 | Draft diverter | 137.06
103404 | Air inlet duct | 29.04
103405 | Support | 3.87
103409 | Heat exchanger | 607.94
103411 | Heat exchanger | 724.64
103412 | Heat exchanger | 841.34
103415 | O-ring, (x10) | 5.36
103417 | Clip, (x10) | 12.21
103418 | Cable tree | 86.85
103421 | Cable tree | 86.85
103427 | Cable tree | 94.99
103429 | Sensor NTC, DHW outlet pipe | 12.35
103430 | Sensor NTC, DHW heat exchanger | 11.41
103700 | Upper part of valve | 38.54
103701 | Upper part of valve | 31.75
103702 | Loose items pack | 9.16
103703 | Gasket kit | 31.75
103704 | extension tube | 86.85
103705 | support | 86.85
103706 | half rings | 3.87
103707 | flexible tube 1,5 m | 122.13
103708 | flexible tube 2 m | 137.06
103709 | connection tube | 77.35
103710 | connection angle | 59.44
103711 | connection angle, cpl. | 77.35
103712 | angle | 64.32
103713 | ball valve | 86.85
103714 | pump | 238.83
103716 | flexible tube (gas) | 130.27
103717 | flexible tube | 101.78
103718 | flexible tube | 108.56
103719 | flexible tube (ww) | 137.06
103720 | flexible tube (cw) | 108.56
103721 | stop valve (cw) | 38.54
103722 | fitting Rp 3/4 | 41.25
103723 | Gasket kit | 10.72
103782 | Flexible tube | 50.48
103797 | Piezo igniter | 59.44
103892 | Suspension | 5.36
104177 | Spring | 0.81
104267 | Spring | 0.81
104282 | Spring | 0.81
104292 | Spring | 0.81
104503 | Ignition cable | 41.25
104504 | Front panel | 392.17
104507 | Accessory bag | 7.63
104521 | Automatic de-aerator | 16.69
104535 | Switch box | 223.91
104536 | Switch box | 223.91
104593 | Heat exchanger, 83 fins | 223.91
104596 | heat exchanger | 253.76
104597 | Connecting tube with NTC-sensor | 31.75
104602 | Connecting tube | 26.19
104708 | Spring | 3.87
104814 | Burner plate | 175.05
104815 | Insulation | 153.34
104816 | Protection plate | 41.25
104843 | Tube | 153.34
104844 | Connection tube | 153.34
105030 | Tube | 9.16
105032 | Tube | 13.71
105036 | Back panel | 44.24
105740 | Cylinder screw | 0.81
105744 | Cheese head screw ISO 1207 | 0.81
105779 | Cylinder screw | 0.81
105783 | Cylinder screw | 0.81
105789 | cylinder screw | 1.15
105804 | Cylinder screw | 0.81
105812 | Cheese head screw | 0.81
105828 | Cylinder screw, (x10) | 3.05
105829 | Screw, (x10) | 3.87
105831 | Screw, (x10) | 3.87
105832 | Screw, (x10) | 4.58
105833 | Cylinder screw, (x10) | 3.87
105834 | Screw, (x10) | 3.87
105835 | Cylinder screw, (x10) | 2.68
105836 | Cylinder screw, (kit of 2 x 4) | 3.87
105839 | Screw, (x10) | 3.05
105900 | Screw, (x10) | 5.87
105901 | Lens head screw, M4x10, (x10) | 12.99
105902 | Hexagon screw, (x10) | 7.63
105903 | Screw M6X60 | 1.15
105904 | Screw (set) | 3.41
105905 | Screw burner | 1.15
105906 | Screw electrode | 0.81
105907 | Screw fan manifold | 0.81
105908 | Screw ejot M5X16 | 1.53
105910 | Screw 4.2x3.5mm | 1.15
105913 | Screw (No6 x 3/8) | 0.81
105919 | Hexagonal screw, (x10) | 47.22
106002 | Kit return temperature sensor | 145.2
106003 | Oil filter | 38.54
106004 | Flue gas silencer | 297.18
106005 | Flue gas thermostat | 31.75
106007 | Condensate drain T, flue gas system | 283.61
106008 | Brackets flue gas heat exchanger | 86.85
106010 | Lambda sensor, LSM 11 | 253.76
106011 | Strap, for flue gas heat exchanger, (x2) | 59.44
106012 | Set of hoses for flue gas circuit | 29.04
106013 | Engine main switch | 41.25
106014 | Battery 12 V | 94.99
106015 | Battery charger | 392.17
106016 | Display | 283.61
106017 | Momentum pulser (control knob) | 130.27
106019 | Flue gas pressure monitoring device | 145.2
106021 | Engine compartment thermostat | 29.04
106023 | Line filter 3-phase | 238.83
106025 | Relay 12 V for starter start-up | 23.2
106026 | Relay 230 V for starter start-up | 29.04
106027 | Rotor | 1662.33
106028 | Stator | 1696.25
106029 | Cable cooling water sensor w. con.plug C | 82.78
106031 | Cable oil-pressure switch w. con.plug C | 82.78
106032 | Cable gas-air mixer with conn. plug C | 82.78
106033 | Cable f. throttle with conn. plug C | 82.78
106034 | Cable f. speed sensor with conn. plug C | 82.78
106035 | Contact sensor (flow/return) A, B | 44.24
106036 | External sensor version A, B | 50.48
106037 | Room temperature sensor A,B,C | 86.85
106041 | Modem plug-in board | 238.83
106042 | Modem printed circuit | 325.68
106052 | Electronics, ZEUS (VDE0126) | 1770.89
106053 | Zeus fan | 90.92
106054 | Powerstart DIN bar Version B, C | 993.32
106055 | Powerstart DIN bar Version A | 803.34
106059 | Gas safety hose, cpl., inside | 202.19
106061 | Set-point spring zero pressure regulator | 29.04
106066 | Engine cable harness version C | 544.16
106069 | Starter | 297.18
106070 | Water pump cover MES | 145.2
106072 | Seal kit cylinder head MES | 122.13
106073 | Speed sensor | 175.05
106074 | Kit fl. hoses airfilter box carburettor | 86.85
106077 | Cooling water temperature sensor | 41.25
106078 | Valve bonnet | 238.83
106079 | Air filter | 29.04
106080 | Air filter box, suspension | 59.44
106084 | Engine rocker bracket version B | 544.16
106094 | Seal kit, rotary shaft seal (MES) | 55.09
106103 | Clamp, condenser | 15.33
106105 | Vibration damper kit version C | 297.18
106107 | Spark plug, BERU | 108.56
106110 | Expansion vessel | 160.13
106113 | Freeze plug | 12.21
106114 | PCB kit control box | 238.83
106115 | Thermometer, blue, A/B | 16.69
106116 | Thermometer, red, A/B | 16.69
106118 | Spark plug spanner | 86.85
106119 | Vent pump incl. adapter piece 1 | 917.33
106120 | Housing cover | 360.96
106218 | Kit hoses cooling cylinderhead waterline | 55.09
106219 | Coolant, 3 liter | 82.78
106222 | Hoses 390mm valve bonnet-airfilterbox | 23.2
106223 | Hoses 460mm waterline generator bottom | 19.54
106224 | Kit of flexible hoses 490 mm | 23.2
106225 | Kit of flexible hoses 550 mm | 23.2
106227 | Kit of flexible hoses 650 mm | 26.19
106231 | Hoses 650mm generator top oilcooler fr. | 29.04
106233 | Kit of flexible hoses 730 mm | 26.19
106234 | Cooling water thermostat 110°C | 31.75
106236 | Puller tool ecopower | 188.62
106237 | Insulating mat engine compartment bottom | 50.48
106238 | Retrofitting kit modem/remote monitoring | 572.65
106244 | Conversion kit powerstart version A | 2766.92
106246 | Oil inspection kit 9 l | 419.31
106270 | Kit of flexible hoses internal, cpl. | 392.17
106281 | Adapter 2 for vent pump | 153.34
106350 | Drain cock | 11.47
106481 | Cold water tube | 21.44
106482 | Magnesium anode (chaine) | 108.56
106483 | T-piece | 44.24
106484 | T-piece | 47.22
106485 | Collar (PK2) | 9.94
106486 | Tube | 41.25
106487 | Pump ST20/11 | 223.91
106488 | Tube | 31.75
106489 | NTC-sensor L=1250 mm | 31.75
106490 | NTC-sensor L=800mm | 29.04
106491 | NTC-sensor L=1700 mm | 12.21
106492 | Covering (switch box) | 122.13
106493 | Covering | 122.13
106494 | Covering | 122.13
106495 | Covering | 153.34
106497 | Tube, (kit 2 pcs.) | 94.99
106498 | Tube, (kit 2 pcs.) | 101.78
106563 | Sealing ring, DN 60 EPDM | 9.5
107004 | Gas line LPG | 1184.66
107733 | Burner rod (set) | 153.34
10835300 | RACCORD SOUPAPE ELM 3 | 86.85
108446 | RESSORT DE CLAPET | 0.81
10844600 | Spring | 0.81
108479 | Temperature monitor | 10.72
108528 | Side panel | 188.62
108530 | Front panel | 115.35
108533 | Covering plate | 238.83
108534 | Covering plate | 35.42
108535 | Front panel | 101.78
108536 | Side panel, right | 108.56
108541 | Side panel, left | 108.56
108542 | Screw, (x10) | 2.31
108543 | Front panel, burner chamber | 26.19
108550 | Inspection glass | 4.58
108551 | Gasket, (x3) | 5.36
108552 | Flue gas removal | 77.35
108559 | Sealing | 5.36
108561 | Gasket | 3.87
108562 | Adapter | 18.18
108567 | Support | 3.05
108571 | Flue gas removal | 26.19
108572 | Front panel, burner chamber | 29.04
108573 | Gasket | 3.05
108574 | Adapter | 3.05
108576 | Heat exchanger | 607.94
108577 | Heat exchanger | 297.18
108578 | Burner support | 44.24
108579 | Burner support | 115.35
108581 | Burner chamber group | 38.54
108582 | Burner support | 41.25
108583 | Burner support | 41.25
108586 | Pipe | 11.47
108587 | Fitting | 3.87
108588 | Sealing ring, (x10) | 2.68
108592 | Tube hot water | 13.71
108593 | Tube hot water | 16.69
108597 | Tube cold water | 23.2
108598 | Tube hot water | 19.54
108599 | Gas pipe | 10.72
108600 | Clip, (x10) | 10.72
108601 | Clip, (x10) | 10.72
108602 | O-ring, (x10) | 3.05
108603 | O-ring, (x20) | 7.63
108604 | O-ring, (x10) | 6.07
108605 | Clip, (x15) | 10.72
108611 | Holding plate | 8.41
108618 | Wiring harness | 108.56
108619 | Wiring harness | 82.78
108622 | Fan proving switch | 29.04
108623 | Fan proving switch | 44.24
108625 | Sensor | 9.5
108628 | Screw, (x10) | 3.05
108630 | Plug, (kit of 2) | 3.05
108632 | Gasket | 1.53
108633 | Flexible tube | 3.87
108634 | Plug | 1.9
108637 | Fitting | 11.47
108901 | Sieve | 1.53
109201 | Gas connection | 26.19
109203 | Gas connection | 35.42
109204 | Gas connection | 35.42
109348 | EMBOUT MAGNETIQUE | 9.94
109911 | Plug | 1.9
109914 | Plug | 16.69
109918 | Plug | 2.31
109924 | Plug | 5.36
109926 | Plug (compl.) | 7.63
109932 | Plug (compl.) | 6.07
109933 | Plug | 2.31
109934 | Plug (PK3) | 11.47
109935 | Plug | 59.44
109941 | Plug DN 15 | 31.75
109942 | Plug | 44.24
109943 | Cable strain relief, (x4) | 5.36
110520 | Connection kit VKC atmoVIT | 23.2
110620 | Storage water heater | 689.36
110647 | Nipple R 1/2 x G 3/4 | 19.54
110648 | return tube | 47.22
110653 | Inlet tube 300 mm | 55.09
110656 | service cock | 44.24
110666 | cold water tube | 55.09
110667 | Circulation tube | 59.44
110668 | Warm water tube | 59.44
110669 | gas connection tube | 77.35
110670 | console | 26.19
110671 | assembly plate | 23.2
110672 | service cock 3/4 | 44.24
110673 | drain cock | 31.75
110676 | Support | 14.52
110759 | Casing | 35.42
110760 | Cable connector (set) | 41.25
111072 | Electro-magnetic valve | 223.91
111214 | Sleeve nut | 2.68
111246 | union nut, M28x1.5 | 3.05
111309 | union nut, G1/2 | 1.53
111320 | Sleeve nut | 3.05
111328 | Union nut, G1/2 | 1.53
11150100 | Gas valve G20 | 223.91
11150200 | Gas valve G20 | 223.91
111679 | Air inlet duct | 64.32
111683 | Limiter 5.9l/min | 6.89
111715 | Microswitch | 14.52
111718 | Diaphragm, spring | 11.41
111719 | Gas section | 137.06
111721 | Gas section | 137.06
111722 | Gas section | 137.06
111911 | Covering plate | 47.22
111912 | Cover | 77.35
111913 | Hinge | 1.53
111914 | Support | 12.21
111915 | Insulation (pump) | 19.54
111916 | Insulation (525 mm) | 29.04
111917 | Insulation (heat exchanger) | 6.07
111919 | Spring clamp | 6.07
111920 | Magneto (PK2) | 12.99
111921 | Inner plate | 108.56
111923 | Boiler (100 l) | 449.17
111924 | Tube | 31.75
111931 | Insulation (083998) | 18.18
111955 | Cover | 35.42
111956 | Connection kit + water quantity limiter | 82.78
111957 | Connection kit + water quantity limiter | 86.85
111958 | Kit of limiter, filter and washers | 16.69
111959 | Kit of limiter, filter and washers | 21.44
111960 | Flue gas restrictor, d=40.5 mm | 2.68
111961 | Flue gas restrictor, d=43.5 mm | 3.05
111962 | Connection kit liquid gas | 10.72
111963 | Flow limiter, 8l/min, (x10) | 26.19
111964 | Flow limiter, 12l/min, (x10) | 26.19
111967 | Cable | 21.44
111968 | Gas section with regulator | 175.05
111969 | Plug | 3.87
111972 | Burner support | 101.78
111973 | Burner support | 55.09
111974 | Cable | 59.44
111979 | Screw, (x5) | 29.04
111991 | Support | 9.16
111992 | Support | 9.94
111993 | Support | 9.16
111994 | Console | 21.44
111995 | Console | 19.54
113707 | Plug, (x2) | 3.05
113855 | Tube | 12.21
113857 | Connection tube | 31.75
113858 | Connection tube | 21.44
113859 | Connection tube | 41.25
113931 | Ceramic rod (PK16) with holder | 86.85
113947 | Insulation | 19.54
113948 | Insulation | 6.89
113949 | Insulation | 15.33
113950 | Insulation | 26.19
113952 | Tube | 44.24
113991 | Connenction line | 9.94
114123 | Insulation plate | 44.24
114125 | Ignition electrode | 86.85
114127 | Ignition cable | 86.85
114189 | Gas section H-gas | 108.56
114192 | Connection cable | 21.44
114193 | Connecting tube | 31.75
114196 | Fan modulating | 137.06
114197 | Wiring harness | 108.56
114235 | Knob | 3.87
114254 | Knob | 2.68
114270 | Knob | 9.16
114271 | Knob | 2.31
114276 | Knob | 3.8
114277 | Knob | 4.77
114278 | Knob | 4.77
114280 | Knob | 3.87
114281 | Knob | 3.87
114283 | Knob | 5.36
114284 | Knob | 3.8
114285 | Knob (kit) | 6.89
114286 | Knobs, green, kit of 3 | 12.57
114287 | Knob | 10.48
114288 | Knobs, grey, kit of 3 | 12.57
114289 | Knobs, platinum, kit of 3 | 12.21
114290 | Knob | 3.87
114292 | Knob (Set) | 6.89
114294 | Knob | 1.9
114296 | Knob | 9.16
114298 | Burner support | 47.22
114307 | Nozzle conversion set (7x D 1.55) | 44.24
114411 | Expansion vessel 10 ltr. | 108.56
114498 | Printed circuit board OEM turbo | 253.76
114611 | Square nut | 0.81
114622 | Nut | 1.15
114627 | Nut, (x10) | 6.07
114633 | Nut, (x2) | 12.21
114638 | Nut (connection tube) | 3.05
114639 | Nut (connection tube) | 4.58
114640 | Nut (expansion vessel) | 5.36
114642 | Nut (hexagon nut) | 1.15
114643 | Nut (M6) | 2.31
114646 | nut | 47.22
114809 | Hexagon nut, 530128VZ8 | 0.81
114828 | Hexagonal nut | 0.81
114838 | Hexagonal nut G 3/4 | 2.31
114876 | Hexagonal nut | 0.81
114884 | Hexagonal nut | 0.81
114885 | Hexagonal nut | 0.81
114888 | Hexagonal nut | 0.81
114892 | Hexagonal nut, M8 | 0.81
115139 | Casing | 86.85
115141 | Casing | 86.85
115142 | Casing | 86.85
115146 | Casing | 90.92
115148 | Casing | 90.92
115149 | Covering plate | 12.99
115150 | Covering plate | 11.47
115151 | Covering plate | 15.33
115157 | Covering plate | 15.33
115161 | Covering plate | 15.33
115163 | Knob | 4.77
115164 | Knob | 6.7
115166 | Adapter | 5.71
115167 | Adapter | 5.71
115168 | Adapter | 5.71
115174 | Heat exchanger | 175.05
115175 | Heat exchanger | 160.13
115180 | Cold water tube | 19.54
115181 | Cold water tube | 19.54
115183 | Cold water tube | 23.2
115184 | Cold water tube | 12.99
115185 | Warm water tube | 50.48
115187 | Warm water tube | 202.19
115188 | Draft diverter | 38.54
115189 | Burner chamber group | 47.22
115190 | Burner chamber group | 69.21
115191 | Burner support | 38.54
115193 | Burner support | 19.54
115195 | Pilot burner | 29.04
115196 | Gasket, (x10) | 5.71
115198 | Cylinder screw, (x10) | 4.58
115200 | Pilot burner tube | 7.63
115201 | Pilot burner tube | 7.63
115203 | Thermocouple | 59.44
115205 | Thermocouple | 64.32
115206 | Temperature limiter with thermocouple | 26.19
115210 | Sensor (TTB) | 14.52
115222 | Sensor (TTB) | 14.52
115223 | Sensor (TTB) | 12.21
115235 | Sensor (STB) | 16.69
115236 | Sensor (TTB) | 19.54
115237 | Sensor (STB) | 12.99
115241 | Bridge connector | 3.87
115242 | Piezo igniter | 16.69
115248 | Piezo igniter | 14.26
115249 | Spark generator | 35.42
115250 | Spark train activator | 3.87
115255 | Flame supervision device | 86.85
115256 | Flame supervision device | 94.99
115257 | Flame supervision device | 82.78
115258 | Wiring harness | 12.35
115260 | Wiring harness | 9.16
115261 | Wiring harness (NTC) | 19.54
115263 | Sensor and wiring harness (NTC) | 23.2
115264 | Battery casing | 12.21
115265 | Gas connection | 12.21
115268 | Tube | 10.72
115271 | Tube | 15.33
115298 | Tube | 15.33
115299 | Gas filter, O-Ring | 6.07
115300 | Diaphragm | 12.35
115301 | Water quantity regulator | 10.48
115302 | Water valve, upper part | 21.44
115303 | Water valve, lower part | 44.24
115304 | Water valve | 108.56
115305 | Water valve | 101.78
115311 | Venturi | 4.77
115313 | Venturi | 3.87
115314 | Temperature selector | 7.58
115315 | Temperature selector | 7.58
115318 | Water filter | 7.58
115320 | Screw, (x10) | 2.31
115323 | Water deficiency valve | 9.94
115324 | Water deficiency valve | 10.72
115325 | Water deficiency valve | 11.47
115326 | Water deficiency valve | 11.47
115327 | Water deficiency valve | 12.21
115328 | Water deficiency valve | 10.72
115329 | Cover and packingring | 6.07
115353 | Magnet | 21.44
115363 | Actuator | 69.21
115371 | Actuator | 69.21
115507 | Retaining washer | 0.81
11601000 | Main PCB | 175.05
116462 | Hexagon screw, M8x25 | 0.81
116480 | Hexagon screw | 0.81
116483 | Hexagonal screw | 1.9
116484 | Hexagonal screw | 2.31
116669 | Flue bend | 16.69
116677 | Flue bend | 21.44
116688 | Air gas mixing tube | 69.21
116696 | Manifold fan (assembly) | 69.21
116701 | Flue bend | 47.22
117200 | Tie rod, kit of 2 | 31.75
117201 | Cover (front) | 50.48
117202 | Drain piece with flowmeter | 223.91
117203 | Insulation, middle | 3.87
117204 | Insulation, middle | 41.25
117206 | Insulation, bottom | 21.44
117207 | Cable tree | 82.78
117208 | Printed circuit board | 223.91
117209 | Pressure gauge | 26.19
117210 | Inner plate | 94.99
117211 | Mixing valve | 223.91
117212 | Pump | 223.91
117213 | Printed circuit board | 59.44
117214 | Tube, L=919 mm, D=18 mm | 5.36
117215 | Reducing piece | 12.99
117216 | Connenction line | 16.69
117217 | Tube | 35.42
117218 | Tube | 69.21
117219 | Tube | 59.44
117220 | Tube | 50.48
117221 | Tube | 94.99
117222 | Tube | 86.85
117223 | tube | 77.35
117224 | Tube | 108.56
117225 | Tube | 16.69
117226 | Tube | 38.54
117227 | Back panel | 238.83
117228 | Side panel | 145.2
117229 | Boiler | 877.98
117230 | Valve (FI 010) | 31.75
117231 | Valve | 5.36
117232 | Valve (CS015) | 10.72
117245 | Gas section | 153.34
117246 | Gas section | 137.06
117247 | Gas section | 153.34
117248 | Gas section | 145.2
117249 | Gas section | 145.2
117250 | Gas section | 145.2
117251 | Gas section | 160.13
117252 | Gas section | 153.34
117253 | Gas section | 145.2
117256 | Distance piece | 5.36
117257 | Distance piece | 6.7
117258 | Connection | 7.63
117259 | Tube | 19.54
117262 | Connection piece (PK2) | 94.99
117263 | Connection piece, (kit of 2) | 59.44
117265 | Pump (6.0 m) | 160.13
117297 | Connection box | 283.61
117298 | Tube | 82.78
117300 | Cable tree | 94.99
117301 | Cable tree | 94.99
117302 | Cable tree | 94.99
117305 | LC-Display | 69.21
117306 | Pipe | 16.69
117324 | Wall case adapter sine-mot | 69.21
117335 | Conversion set | 9.16
117336 | Conversion set | 12.99
117364 | Photocell | 86.85
117396 | Gasket, (x10) | 6.89
117544 | Combustion chamber | 94.99
117545 | Combustion chamber | 86.85
117546 | Combustion chamber | 82.78
117547 | Combustion chamber | 108.56
117551 | Combustion chamber | 41.25
117552 | Combustion chamber | 41.25
117553 | Combustion chamber | 47.22
117559 | Combustion chamber (front) | 19.54
117560 | Combustion chamber | 77.35
117700 | Holding plate | 11.47
117701 | Holding angle | 94.99
118096 | Badge, kit | 12.99
118555 | Cooling tube | 38.54
118570 | Cooling tube | 38.54
118595 | Pipe coil (for cooling) | 41.25
118596 | Cooling tube | 55.09
118597 | Cooling tube | 59.44
118873 | Pan head screw | 0.81
118874 | Screw | 0.81
118882 | Flat head screw | 1.19
118885 | Flat head screw | 0.81
118889 | Pan head screw | 0.81
118936 | Cheese head screw KS/S | 0.81
118938 | Pan head screw ISO 7045 | 0.81
118944 | Lens head screw | 0.81
118946 | Lens head screw | 0.81
118951 | Pan head screw, M6x28,5 | 0.81
118956 | Flat head screw | 0.81
118960 | Screw - Lens head | 0.81
118965 | Lens head screw M5x20-8.8-Z-A3(++) | 0.81
118968 | Lens head screw, (x10) | 1.15
119108 | Screw | 0.81
119109 | Tapping screw | 0.81
119110 | Tapping screw | 0.81
120065 | Cable bushing | 0.81
120068 | Terminal strip (6 terminals) | 4.58
120501 | Grille | 86.85
121056 | Switch box, casing | 15.33
121098 | Switch box, casing | 7.63
121280 | Switch box | 419.31
121284 | Switch box | 480.38
121311 | Switch box | 480.38
121312 | Switch box | 480.38
121313 | Switch box | 480.38
123366 | Insulating mat, top | 59.44
123367 | Insulating mat, top | 69.21
123368 | Insulating mat, top | 86.85
123369 | Insulating mat, top | 38.54
123370 | Insulating mat, top | 86.85
123371 | Insulating mat | 108.56
123372 | Insulating mat | 175.05
123373 | Insulating mat | 122.13
123374 | Insulating mat | 122.13
123375 | Insulating mat | 130.27
123376 | Insulating mat | 86.85
123377 | Insulating mat | 188.62
123378 | Insulating mat | 86.85
123379 | Bottom plate | 26.19
123380 | Bottom plate | 29.04
123381 | Bottom plate | 35.42
123382 | Bottom plate | 21.44
123383 | Bottom plate | 23.2
123420 | Gas tube VUW | 41.25
123434 | Gas connection tube | 77.35
123481 | Gas connection tube | 69.21
123492 | Gas connection tube | 86.85
123501 | Gas tube | 38.54
123502 | Gas tube | 26.19
123503 | Gas tube | 21.44
123522 | Gas tube | 35.42
123523 | Gas tube | 41.25
123524 | Gas tube | 41.25
123525 | Gas tube VUW | 31.75
123526 | Gas tube VU | 31.75
123532 | gas connection tube | 86.85
123534 | Gas connection tube | 26.19
123535 | Pipe, gas | 15.33
123546 | Gas connection tube | 41.25
123547 | Gas connection tube | 35.42
123548 | Tube gas | 130.27
123551 | Gas tube | 23.2
123552 | Gas connection tube | 41.25
123553 | Tube gas | 18.18
123554 | Tube gas | 6.07
123555 | Tube gas | 10.72
123557 | Tube gas | 122.13
123558 | Tube gas | 137.06
123559 | Tube gas | 130.27
123560 | Tube gas | 77.35
123561 | Tube gas | 82.78
124259 | Gas connection tube | 7.63
124276 | Gas connection tube | 41.25
124277 | Gas connection tube | 9.94
124810 | Plastic counterbush | 0.81
125117 | Handle | 0.81
125138 | Handle | 1.15
125146 | Handle, red | 77.35
125151 | Handle for drain cock | 4.77
125508 | Handle | 15.33
126158 | Spring clamp | 0.81
126167 | Spring clamp | 0.81
126174 | Spring clamp | 0.81
126177 | Spring clamp | 0.81
126181 | Spring clamp | 0.81
126187 | Spring clamp, (x10) | 4.58
126215 | Microswitch | 3.87
126233 | Microswitch | 35.42
126262 | Microswitch | 18.18
126726 | Burner support | 50.48
126727 | Burner support | 16.69
126732 | Burner support | 16.69
126733 | Distributor tube | 21.44
126734 | Distributor tube | 21.44
126766 | Burner support | 18.18
126777 | Burner support 12/15kW H | 59.44
126778 | Burner support 18/20kW H | 69.21
126779 | Burner support 20kW B | 55.09
126780 | Burner support 24kW H | 69.21
126781 | Burner support 24/25kW B | 69.21
126782 | Burner support 28kW H | 69.21
126783 | Burner support 28kW B | 69.21
126784 | Heat exchanger | 572.65
126794 | Burner support | 223.91
126795 | Burner support 32/36kW H | 69.21
126796 | Burner support 32/36kW B | 86.85
126823 | Flue bend | 325.68
127335 | Connection tube | 108.56
127336 | Connecting tube | 3.87
127338 | Cold water connection tube | 41.25
127339 | Cold water connection tube | 41.25
127432 | Warm water connection | 19.54
127737 | Insulating mat, top | 77.35
127738 | Insulating mat, top | 29.04
127739 | Insulating mat, top | 26.19
127952 | Threaded pin | 1.15
127958 | Threaded pin | 0.81
127975 | thread pin | 0.81
128522 | Gas filter | 0.81
129231 | T-piece | 59.44
129237 | T-piece | 35.42
129246 | T-piece | 77.35
129247 | T-piece | 130.27
129248 | T-piece | 122.13
129249 | T-piece | 31.75
129250 | T-piece (right) | 55.09
129251 | T-piece (left) | 64.32
129255 | T-piece | 55.09
129257 | T-piece | 23.2
129263 | T-piece | 188.62
129264 | T-piece | 47.22
129265 | T-piece | 26.19
129271 | T-piece | 77.35
129279 | Flow T-piece | 122.13
130005 | Screw, (x5) | 1.53
130220 | Printed circuit | 55.09
130241 | Printed circuit | 130.27
130246 | Printed circuit | 188.62
130274 | Printed circuit (condensor) | 26.19
130288 | Printed circuit | 44.24
130311 | Printed circuit | 59.44
130312 | Printed circuit | 122.13
130313 | Printed circuit | 122.13
130324 | Printed circuit | 101.78
130327 | Printed circuit | 137.06
130330 | Printed circuit | 94.99
130331 | Printed circuit board | 101.78
130354 | Printed circuit | 108.56
130355 | Printed circuit | 38.54
130372 | Printed circuit | 122.13
130373 | Printed circuit | 297.18
130375 | Printed circuit board | 115.35
130376 | Printed circuit | 47.22
130377 | Printed circuit | 101.78
130384 | Printed circuit | 253.76
130385 | Printed circuit | 188.62
130388 | Printed circuit | 297.18
130390 | Printed circuit board | 77.35
130391 | Printed circuit board | 223.91
130392 | Printed circuit (CPU) | 297.18
130398 | Printed circuit | 188.62
130402 | Printed circuit board | 202.19
130403 | Printed circuit board | 223.91
130404 | Printed circuit board | 47.22
130405 | Printed circuit | 44.24
130408 | Printed circuit | 94.99
130409 | Basic printed circuit | 238.83
130412 | Basic printed circuit | 137.06
130413 | Printed circuit | 90.92
130426 | Printed circuit | 360.96
130427 | Basic printed circuit | 253.76
130438 | Printed circuit board | 297.18
130448 | Printed circuit | 514.3
130451 | Printed circuit board | 77.35
130452 | Printed circuit | 325.68
130482 | Printed circuit board | 360.96
130483 | Printed circuit board | 360.96
130484 | Printed circuit board | 297.18
130803 | Steuerkarte für pro Serie | 283.61
130807 | Printed circuit with display (grey) | 50.48
130809 | Printed circuit MCBA1446DSP1AU006 | 480.38
130811 | Printed circuit MCBA1446DSP2AU006 | 544.16
130817 | Printed circuit with display (platinum) | 55.09
130819 | Printed circuit board | 175.05
130822 | Printed circuit with display (grey) | 50.48
130824 | Printed circuit board | 44.24
130826 | Printed circuit board | 283.61
130829 | Printed circuit (display) | 175.05
130835 | Printed circuit (regulation) | 130.27
130836 | Printed circuit (display) | 77.35
130837 | Printed circuit board, main ecoMAX pro | 175.05
130838 | PCB (230V option board) | 44.24
130839 | PCB (display) | 122.13
130840 | Printed circuit board | 283.61
130845 | Printed circuit board | 419.31
130846 | Printed circuit board | 238.83
130847 | Printed circuit (display) | 55.09
130853 | Printed circuit | 202.19
130854 | Printed circuit board | 160.13
130855 | Printed circuit | 223.91
130856 | Printed circuit | 223.91
130857 | Printed circuit | 47.22
130858 | Printed circuit | 360.96
130859 | Printed circuit board | 297.18
131924 | Temperature selector | 23.2
131925 | Temperature selector | 21.44
132733 | Burner tube | 115.35
132735 | Blast tube | 153.34
132736 | Blast tube | 160.13
132737 | Burner tube | 253.76
132742 | Burner tube | 23.2
132743 | Burner tube | 38.54
132868 | Bolt | 0.81
132895 | plug | 2.31
132902 | Plastic stud | 0.81
132925 | Securing fastener, (x10) | 11.44
133504 | Test nipple | 2.68
133508 | Test nipple | 26.19
133509 | Test nipple | 12.21
133512 | Pitot tube | 4.58
133513 | Pitot tube | 6.07
133626 | Pitot tube | 5.36
133627 | Test nipple, with hose and plug | 6.07
133631 | Pitot tube | 11.47
133633 | Pitot tube | 3.87
133791 | Hook screw | 12.99
133928 | Adjusting screw | 1.15
133936 | Screw | 0.81
133937 | Screw | 1.15
133939 | Screw | 0.81
134616 | Back panel | 130.27
134632 | Back panel 807 mm H | 69.21
134633 | Back panel 291 mm H | 29.04
134638 | Back panel 788 mm | 59.44
134639 | Back panel 272 mm | 23.2
135729 | Service cock | 59.44
135731 | Service cock | 23.2
135752 | Service cock left + right | 86.85
135818 | Reducing ring | 7.63
135915 | Protection cover (switch) | 1.9
136051 | Casing (back panel) | 11.47
136052 | Casing (front) | 12.21
136107 | Nipple | 55.09
136112 | Double nipple | 12.99
136211 | Nipple | 3.87
136333 | Sensing point | 3.87
136376 | Nipple | 2.31
136389 | Nipple | 6.89
136652 | Frame | 94.99
136653 | Frame | 108.56
136654 | Frame | 86.85
136823 | Casing, lower part | 29.04
136882 | Back panel | 16.42
136894 | Front cover (grey) | 90.92
137273 | Plug | 3.87
137274 | Plug (R 1/2) | 1.53
137527 | Tundish | 8.41
137751 | Tube, L=597 mm, D=18 mm | 3.87
138807 | Screw plug, (x5) | 38.54
138918 | Screw | 0.81
139203 | Screw, (M4x8) DIN 7500 | 0.81
139226 | Screw | 0.81
139227 | Screw | 0.81
139228 | Screw | 0.81
139231 | Screw | 0.81
139239 | Threaded pin | 0.81
139247 | Screw | 0.81
139253 | Tee head bolt (M8x50) | 15.33
139254 | Tee head bolt (M10x30) | 15.33
139438 | Black plastic filler control box | 0.81
139451 | Plug | 18.18
139471 | Plug (compl.) | 3.05
139472 | Plug (set) | 2.68
139504 | Plug | 5.36
139702 | Spring clamp | 6.07
140015 | Screw - De-aeration | 1.9
140313 | Repair kit | 9.16
140341 | Maintenance set | 19.54
140343 | Maintenance set | 10.72
140344 | Maintenance set | 10.72
140345 | Maintenance set | 29.04
140347 | Maintenance set | 44.24
140350 | Repair kit | 7.63
140352 | Repair kit | 41.25
140354 | Repair kit | 11.47
140417 | Servo-drive | 514.3
140426 | Servo-drive | 153.34
140428 | servo-drive | 360.96
140429 | Actuator - diverter valve | 69.21
140433 | Servo-drive | 223.91
140435 | Servo-drive | 297.18
140810 | Air adjusting flap | 69.21
140811 | Air nozzle | 77.35
140812 | Air nozzle | 86.85
140814 | Air flap | 41.25
142653 | Tube (18x55 mm) | 2.31
143821 | Knob | 2.31
143844 | Thermostat knob | 12.21
143937 | Knob | 10.72
143940 | Knob | 1.53
143942 | Knob | 2.68
143950 | Knob | 5.36
143967 | Knob | 1.15
143981 | Knob | 0.81
143994 | Knob | 5.36
144016 | Water quantity regulator | 6.89
144047 | Valve seat | 6.07
144306 | Hook | 0.81
145818 | Air inlet duct | 108.56
145819 | Air inlet duct | 101.78
145828 | Air inlet duct | 44.24
145829 | Air inlet pipe | 31.75
145850 | Air inlet pipe | 35.42
145851 | Air inlet duct | 47.22
145852 | Air inlet duct / flue gas duct | 223.91
145853 | Air inlet duct / flue gas duct | 202.19
145854 | Air inlet duct / flue gas duct | 253.76
145855 | Air inlet duct / flue gas duct | 188.62
145856 | Air inlet duct / flue gas duct | 188.62
145872 | Air inlet duct / flue gas duct | 175.05
145873 | Air inlet duct / flue gas duct | 175.05
145874 | Air inlet duct / flue gas duct | 253.76
145875 | Air inlet duct/flue gas duct | 253.76
145876 | Air inlet duct / flue gas duct | 188.62
145877 | Air inlet duct | 41.25
145957 | Flue gas duct | 108.56
145958 | Flue gas duct (995 mm) | 69.21
145967 | flue gas duct | 10.72
145968 | flue gas duct | 7.63
145974 | Flue gas duct (1000 mm) | 55.09
146013 | Flue gas duct (500 mm) | 44.24
146014 | Flue gas duct | 94.99
146029 | Flue gas duct | 115.35
146034 | Flue gas duct | 94.99
146035 | Flue gas duct | 94.99
146132 | Flue gas flap | 108.56
146133 | Flue gas flap | 108.56
146134 | Flue gas flap | 122.13
146135 | Flue gas flap | 122.13
146136 | Flue gas flap | 130.27
146137 | Flue gas flap | 137.06
146145 | Flue gas flap | 137.06
146146 | Flue gas flap | 145.2
146147 | Flue gas flap | 145.2
146178 | Flap (burner cover) | 35.42
146509 | Pipe bend | 253.76
146510 | Pipe bend | 238.83
147002 | Rose (R 3/4) | 3.05
147003 | Rose (R 1) | 3.05
147004 | Rose (R 1/2) | 2.68
147021 | Wall seal | 1.9
147022 | Rose | 4.58
147024 | Rose | 3.87
147031 | Rose | 1.53
147039 | Wall seals, DN 125 (kit) | 21.44
147041 | Finishing ring | 35.42
147042 | Wall seal, ext. (100-165) | 26.19
147044 | Wall seal | 16.69
147045 | Wall seal, inside DN 100/170 | 15.33
147046 | Rosette (set) | 35.42
147047 | Wall seal (PK2) | 19.54
147387 | Cap | 3.87
147389 | cap | 31.75
147391 | Cap, (x5) | 19.54
147392 | Cap, (x5) | 13.71
147394 | Cap (flange) | 55.09
147395 | Cap (flange) | 101.78
147396 | cap | 47.22
147397 | Cap, (x5) | 21.44
147399 | Cap | 41.25
147750 | adapter | 3.87
147752 | Adapter 125-110 | 35.42
147759 | Adaptor piece | 15.33
147765 | Adapter | 35.42
147766 | Adapter, 80/80 AL | 94.99
147767 | Adapter | 153.34
147771 | Adapter combustion gas (d=80 mm) | 77.35
147772 | Adapter fresh air (d=80 mm) | 44.24
147774 | Adapter | 283.61
147777 | Adapter, 63-80 mm | 44.24
147779 | Adapter (fan) | 7.63
147781 | Adapter | 188.62
147788 | Adapter | 6.89
149109 | Pressure reducing valve cartridge | 94.99
149112 | Limiter | 7.63
149113 | Pressure reducing valve | 175.05
149209 | Safety assembly | 137.06
149210 | Safety assembly | 86.85
149505 | Valve seat | 4.58
149650 | Support (PK2) | 44.24
150210 | By-pass valve | 130.27
150216 | By-pass valve | 35.42
150217 | By-pass valve | 29.04
150221 | By-pass valve | 15.33
150224 | By-pass valve | 16.69
150225 | By-pass valve | 14.52
150238 | Automatic bypass valve | 14.52
150240 | Automatic bypass valve 2.5m | 16.69
150242 | Automatic bypass valve 1.7m | 21.44
150243 | Automatic bypass valve 3.5m | 23.2
150248 | Automatic bypass valve | 15.33
150249 | Automatic bypass valve | 15.33
150250 | Automatic bypass valve | 15.33
150251 | By-pass valve | 90.92
151010 | Flow switch | 55.09
151017 | Flow switch | 16.69
151041 | Flow switch | 21.44
151047 | Flow switch | 115.35
151051 | Flow switch | 64.32
151619 | Air filter | 3.87
151630 | Filter | 38.54
152313 | three-way-valve | 160.13
152314 | three-way-valve | 160.13
153038 | Filter | 41.25
153039 | Filter | 55.09
153040 | Filter | 82.78
153041 | Filter dryer | 29.04
153044 | Filter | 31.75
153046 | Filter for oil pump | 35.42
153051 | Filter element for oil pump | 77.35
153182 | Guide plate | 69.21
153190 | Guide plate | 55.09
153191 | Guide plate | 55.09
153192 | Guide plate | 47.22
153195 | Guide plate | 35.42
153197 | Guide plate | 35.42
153199 | Guide plate | 29.04
153422 | Guide plate 280kW | 160.13
153425 | Guide plate 240kW | 137.06
153428 | Guide plate 200kW | 130.27
153431 | Guide plate 160kW | 108.56
153434 | Guide plate 120kW | 122.13
153437 | Guide plate 80kW | 108.56
153446 | Guide plate | 55.09
153547 | Insulation | 122.13
153548 | Non-return-valve | 86.85
154132 | Bow | 0.81
154146 | Fixing bracket | 15.33
154149 | Bow | 0.81
154168 | Bow | 5.36
154194 | Bow, (x10) | 9.16
154243 | Bow | 9.16
154244 | Bow | 9.16
154246 | Wall bracket, DN 99 | 41.25
154250 | Bow | 21.44
155614 | Screw | 5.36
155620 | Screw | 3.87
158207 | Snap nut | 0.81
158211 | Snap nut 6,3 | 0.81
158212 | Snap nut | 0.81
158345 | Sealing string (5 m x 10.5 mm) | 69.21
158347 | Sealing string | 23.2
158349 | Sealing string | 86.85
158357 | Sealing string | 31.75
158358 | Sealing string | 35.42
158361 | Sealing string | 6.89
158375 | Sealing string | 14.52
158376 | Sealing string | 21.44
158377 | Sealing string | 23.2
158378 | Sealing string | 23.2
158379 | Sealing string | 26.19
158380 | Sealing string | 26.19
158381 | Sealing string | 77.35
159050 | Foil coating | 5.36
159109 | Foil | 9.16
159110 | Foil | 3.05
159114 | Heat protection plate | 47.22
159120 | Foil coating | 6.07
159121 | Foil coating | 2.31
159122 | Foil coating (operation) | 23.2
159125 | Foil coating (operation) | 29.04
160108 | Pump diaphragm | 59.44
160802 | Pump | 175.05
160803 | Pump (oil) | 223.91
160806 | Pump | 480.38
160807 | Pump | 122.13
160808 | Pump | 202.19
160811 | Pump (6m) | 223.91
160813 | Pump, storage water heater | 253.76
160815 | Pump (oil) BFP21L3-LES | 283.61
160904 | Pump | 419.31
160909 | Pump | 188.62
160913 | Pump | 175.05
160915 | Pump (AE 45 C 1301 1P) | 188.62
160919 | Pump | 188.62
160928 | Pump VP5 | 160.13
160949 | Pump | 188.62
160950 | Pump | 360.96
160953 | Pump | 175.05
160954 | Pump (heating) | 238.83
160959 | Pump | 283.61
160969 | Pump | 223.91
160970 | Pump | 253.76
160976 | Pump | 392.17
160977 | Pump, VP5/2 S2 | 153.34
161014 | Pump | 360.96
161016 | Pump | 223.91
161017 | Pump | 175.05
161059 | Pump | 160.13
161060 | Pump | 160.13
161077 | Pump | 253.76
161083 | Pump | 175.05
161094 | Pump | 253.76
161106 | Pump | 268.69
161107 | Pump | 283.61
161111 | Pump | 175.05
161112 | Pump casing | 101.78
161207 | Inspection glass | 1.9
161225 | Inspection glass | 9.16
161228 | Inspection glass | 64.32
161240 | Inspection cover | 5.36
161241 | Inspection glass | 21.44
161242 | Inspection glass | 12.99
161244 | Inspection glass | 7.63
161245 | Inspection glass | 4.77
161256 | Inspection glass | 94.99
161257 | Inspection glass | 108.56
161271 | Inspection glass | 35.42
161274 | Inspection glass | 9.94
161276 | Inspection cover | 47.22
163017 | Secondary return connection | 69.21
163018 | Secondary return connection | 69.21
163019 | Secondary return connection | 77.35
163024 | Angle | 21.44
163026 | Angle | 101.78
163035 | Angle | 35.42
163036 | Angle (PK2) | 50.48
163205 | Angle (G 3/4 x Rp 3/4) | 14.52
163206 | Angle | 16.69
163394 | Angle | 3.87
163410 | Holding angle | 35.42
163413 | Holding angle | 26.19
163483 | Support | 21.44
163556 | Angle | 3.87
163568 | Elbow | 21.44
164340 | Distance ring | 1.53
170030 | Thermo-couple | 15.33
170209 | Magneto | 19.54
170255 | Magneto | 44.24
170262 | Magneto | 44.24
170295 | Magneto | 35.42
170329 | Magneto | 1.53
170342 | Magneto | 38.54
170365 | Magneto | 82.78
170373 | Magneto | 47.22
170375 | Magneto | 86.85
170383 | Magneto | 21.44
170387 | Magnet, (x2) | 15.33
170391 | Magneto | 12.99
171013 | Thermo-couple | 15.33
171015 | Thermo-couple | 41.25
171016 | Thermo-couple | 47.22
171017 | Thermo-couple | 31.75
171018 | Thermo-couple | 77.35
171020 | Temperature limiter with thermocouple | 44.24
171021 | Thermo-couple | 77.35
171027 | Temperature limiter with thermocouple | 47.22
171125 | Thermo-couple | 16.69
171140 | Thermo-couple | 16.69
171164 | Thermo-couple | 23.2
171165 | Thermo-couple | 6.89
171169 | Thermo-couple | 7.63
171173 | Thermo-couple | 23.2
171174 | Thermo-couple | 15.33
171175 | Thermo-couple | 18.18
171177 | Thermo-couple | 47.22
171181 | Thermo-couple | 13.71
171185 | Thermo-couple | 21.44
171189 | Thermo-couple | 23.2
171198 | Thermo-couple | 50.48
172417 | Magnet coil | 130.27
172419 | Magnet coil | 122.13
172959 | bush | 3.05
173112 | Bush | 1.9
173113 | Bush | 1.53
173115 | Bush | 9.94
173116 | Bush | 15.33
173704 | Bush | 4.58
173719 | Locking nut | 3.87
174440 | Ignition electrode (PK2) | 82.78
174444 | Ignition electrode | 47.22
177507 | De-aeration screw | 1.9
177724 | Insulation | 160.13
177725 | Insulation | 175.05
177726 | Insulation | 223.91
177727 | Insulation | 283.61
177728 | Insulation | 283.61
177729 | Insulation 280 | 360.96
178411 | Flue gas cap, black | 55.09
178446 | Cap | 69.21
178485 | Flue gas cap, red | 55.09
178530 | Cover | 108.56
178759 | Water deficiency valve | 15.33
178760 | Water deficiency valve | 6.89
178765 | Gas section | 137.06
178766 | Gas section | 153.34
178767 | Gas section | 145.2
178768 | Gas section | 145.2
178821 | Conversion set | 55.09
178822 | Conversion set | 50.48
178823 | Conversion set | 108.56
178824 | Conversion set | 607.94
178825 | Conversion set | 297.18
178826 | Conversion set | 325.68
178827 | Conversion set | 763.99
178828 | Conversion set | 763.99
178929 | Expansion valve | 650
178931 | Expansion valve | 360.96
178932 | Expansion valve | 360.96
178933 | Heat exchanger | 2035.5
178934 | Heat exchanger | 2578.3
178935 | Heat exchanger | 1574.12
178936 | Heat exchanger | 2578.3
178937 | Heat exchanger | 2951.48
178938 | Evaporator | 4525.6
178939 | Heat exchanger | 3731.75
178940 | Evaporator | 2320.47
178941 | Evaporator | 4342.4
178942 | Heat exchanger | 1601.26
178943 | Heat exchanger | 2306.9
178945 | Heat exchanger | 17641
178946 | Heat exchanger | 2510.45
178947 | Heat exchanger | 1492.7
178949 | Heat exchanger | 1791.24
178950 | Condenser | 5563.7
178951 | Heat exchanger, sub cooler | 2233.62
178952 | Heatsink | 841.34
178953 | Heatsink | 1764.1
178957 | Heat exchanger | 1298.65
178965 | Support | 82.78
178966 | Clip | 3.87
178967 | Screw, M5 x 18 mm, (x10) | 4.08
178968 | Screw, (x10) | 5.71
178969 | Gasket, type C, (x10) | 12.35
178970 | Plate | 59.44
178973 | Heat exchanger dhw (20 plates) | 108.56
178974 | Lever | 2.9
178980 | Bypass | 12.99
178981 | Clip | 3.87
178983 | Pump | 160.13
178984 | Support | 1.91
178985 | Pressure relief valve, 3 bar | 19.54
178986 | O-ring, (x10) | 3.87
178987 | Air inlet duct | 35.42
178988 | Flow sensor | 29.04
178991 | O-ring, (x10) | 6.7
178992 | Clip, (PK10) | 7.63
178993 | O-ring, (x10) | 3.8
178995 | Compressor | 7752.54
179004 | Pressure switch | 77.35
179005 | Pump | 956.69
179006 | Pump | 1713.89
179007 | Pump | 841.34
179008 | Pump | 4206.7
179009 | Gasket | 6.89
179010 | Gasket | 8.41
179012 | Relay | 160.13
179013 | Relay | 202.19
179014 | Relay | 160.13
179015 | Relay | 145.2
179016 | Relay | 122.13
179017 | Relay | 175.05
179018 | Relay | 175.05
179019 | Relay | 160.13
179020 | Contactor | 145.2
179021 | Contactor | 188.62
179022 | Contactor | 238.83
179023 | Contactor | 108.56
179024 | Contactor | 360.96
179025 | Fuse | 44.24
179026 | Control fuse | 19.54
179027 | Foot | 26.19
179028 | Printed circuit board (display) | 650
179029 | Printed circuit board (display) | 283.61
179030 | Filter | 9.5
179031 | Connection, brass | 55.09
179032 | Connection piece | 26.19
179033 | Pipe | 15.33
179034 | Pipe | 21.44
179035 | Connection piece | 26.19
179036 | Pipe | 15.09
179037 | Pipe | 41.25
179043 | Tube | 59.44
179044 | Protection cap | 3.87
179045 | Cable tree | 55.09
179046 | Support (expansion vessel) | 86.85
179047 | Expansion vessel 12 ltr. | 101.78
179048 | Expansion vessel 15 ltr. | 108.56
179049 | T-piece | 23.2
179050 | Spring clamp | 16.69
179051 | Pump (heating) | 202.19
179052 | Insulation (heat exchanger) | 6.89
179053 | Inset | 3.87
179054 | Pump (heating) | 153.34
179055 | Inner plate | 77.35
179056 | Support | 12.21
179057 | Boiler (150 l) | 724.64
179058 | Insulation, middle | 77.35
179059 | Connection piece | 6.07
179060 | Flexible hose (expansion vessel) | 31.75
179061 | Pump | 175.05
179062 | Support (expansion vessel) | 41.25
179064 | Tie rod | 19.54
179065 | Tie rod, kit of 2 | 29.04
179066 | Insulation (pump) | 10.72
179067 | Tie rod | 21.44
179068 | De-aeration screw (R 1/2) | 7.63
179069 | Compression fitting (G 3/4) | 15.33
179072 | Drain cock | 12.21
179083 | Flexible hose (expansion vessel) | 23.2
179085 | Tube | 77.35
179086 | Tube | 55.09
179087 | Tube | 31.75
179088 | Tube | 59.44
179089 | Tube | 59.44
179090 | Tube | 19.54
179091 | Tube | 69.21
179093 | Tube | 69.21
179094 | Tube | 18.18
179221 | Protection plate | 64.32
179222 | Protection plate | 16.69
179223 | Protection plate | 18.18
179224 | Protection plate | 19.54
179225 | Protection plate | 35.42
179226 | Protection plate | 26.19
180811 | Distributor tube | 130.27
180812 | Distributor tube | 137.06
180813 | Distributor tube | 153.34
180814 | Distributor tube | 223.91
180815 | Distributor tube | 223.91
180816 | Distributor tube | 223.91
180817 | Distributor tube | 223.91
180900 | Burner | 94.99
180901 | Fan | 514.3
180902 | Adapter | 21.44
180903 | Burner flange | 238.83
180904 | Gasket | 12.35
180905 | Tube | 69.21
180906 | Cable tree | 64.32
180907 | Wiring harness | 38.54
180908 | Flue bend | 122.13
180909 | Cable tree | 7.63
180910 | Air inlet pipe | 31.75
180911 | Support | 10.72
180912 | Heat exchanger | 2233.62
180913 | Insulation | 26.19
180914 | Condensate trap | 11.47
180915 | Cap | 29.04
180916 | Hose, condensate | 4.77
180917 | Locking nut (PK2) | 35.42
180918 | O-ring, (x10) | 4.58
180919 | Support | 69.21
180920 | Gasket | 15.33
180921 | Adapter | 86.85
180922 | Tube | 94.99
180923 | Nut (PK2) | 6.89
180924 | Tube | 77.35
180925 | Sealing ring (PK2) | 3.87
180926 | Distributor tube | 122.13
180927 | Flow switch | 94.99
180928 | Connection | 44.24
180929 | Pump | 392.17
180930 | Gas section | 160.13
180931 | Filter | 55.09
180932 | Flue adapter, 60/100 mm | 11.41
180933 | Pump | 153.34
180934 | Covering | 130.27
180935 | Covering | 188.62
180936 | Covering | 188.62
180937 | Covering | 223.91
180939 | Cover | 31.75
180940 | Cover | 31.75
180942 | Handle (white) | 12.35
180943 | Handle (grey) | 11.47
180944 | Hinge | 10.72
180945 | Gas pipe | 41.25
180980 | Connection tube | 55.09
180981 | Plug | 2.31
180982 | Pressure gauge | 23.2
180984 | Condensate trap | 15.33
180985 | Siphonic condensate trap | 16.69
180987 | Support | 7.55
180988 | Cover | 9.94
180989 | Support, (x2) | 5.36
180999 | Pipe | 15.33
181001 | Expansion vessel | 175.05
181005 | Expansion vessel 7.5 ltr. | 101.78
181011 | Expansion vessel 7.5 ltr. | 101.78
181022 | Expansion vessel 12 ltr. | 160.13
181028 | Expansion vessel | 175.05
181030 | Expansion vessel, 8 L | 137.06
181032 | Expansion vessel | 35.42
181039 | Expansion vessel, 7,5 L | 86.85
181045 | Expansion vessel | 130.27
181046 | Expansion vessel | 137.06
181051 | Expansion vessel 10 ltr. | 108.56
181057 | Expansion vessel, 10 L | 175.05
181060 | Expansion vessel (3 l) | 115.35
181061 | Expansion vessel 6 ltr. | 108.56
181064 | Expansion vessel 10 ltr. | 160.13
181069 | Expansion vessel | 188.62
181079 | Expansion vessel 10 ltr. | 153.34
181081 | Expansion vessel 1 ltr. | 101.78
181084 | Expansion vessel | 122.13
181087 | Expansion vessel | 188.62
182156 | Bridge, (x5) | 9.16
182621 | Screw | 1.9
182640 | Screw | 5.36
182728 | Safety ring, (x10) | 4.58
183541 | Guide bush | 6.89
183604 | Distributor tube | 55.09
183605 | Distributor tube | 55.09
183607 | Distributor tube | 77.35
183608 | Distributor tube | 69.21
183609 | Distributor tube | 69.21
183610 | Distributor tube | 82.78
183628 | Distributor tube | 64.32
183629 | Distributor tube | 59.44
183653 | Distributor tube | 50.48
183670 | Distributor tube | 130.27
183671 | Distributor tube | 130.27
183673 | Distributor tube | 64.32
183674 | Distributor tube | 90.92
183675 | Distributor tube | 94.99
183676 | Distributor tube | 108.56
183677 | Distributor tube | 77.35
183678 | Distributor tube | 86.85
183679 | Distributor tube | 90.92
183680 | Distributor tube | 175.05
183681 | Distributor tube | 175.05
183682 | Distributor tube | 122.13
183691 | Distributor tube | 137.06
183701 | Distributor tube | 101.78
183712 | Distributor tube | 122.13
183713 | Distributor tube | 137.06
183718 | Water distribution tube | 94.99
183719 | Water distribution tube | 101.78
183727 | Distributor tube | 122.13
183731 | Distributor tube | 122.13
183988 | Water distribution tube | 86.85
183998 | Water distribution tube | 108.56
183999 | Water distribution tube | 69.21
184016 | Distributor tube | 101.78
184050 | Distributor tube | 90.92
184064 | Distributor tube | 35.42
184065 | Distributor tube | 47.22
184066 | Distributor tube | 47.22
184107 | Distributor tube | 3.05
184122 | Reducing nipple | 69.21
184123 | Reducing nipple | 55.09
184961 | Burner plate | 90.92
184962 | Burner plate | 160.13
184963 | Burner plate | 175.05
184964 | Burner plate | 188.62
184965 | Burner plate | 175.05
184966 | Burner plate | 238.83
184967 | Burner plate | 175.05
184968 | Burner plate | 188.62
184969 | Burner plate | 122.13
184970 | Burner plate | 160.13
184971 | Burner plate | 202.19
184972 | Burner plate | 238.83
184973 | burner plate | 202.19
184974 | burner plate | 223.91
185154 | Burner plate | 94.99
185156 | Burner plate | 108.56
185157 | Burner plate | 94.99
185158 | Burner plate | 101.78
185159 | Burner plate | 108.56
185160 | Burner plate | 137.06
185161 | Burner plate | 122.13
185162 | Burner plate | 130.27
185199 | Burner plate | 69.21
185200 | Burner plate | 130.27
185205 | Burner door | 480.38
186838 | Switch box (module expansion) | 175.05
186840 | Switch box (domestic water module) | 160.13
188624 | Clamp | 0.81
188627 | Clamp | 0.81
188642 | Clamp | 7.63
188689 | PUMP FIXING BRACKET | 0.81
188742 | Spring, (x2) | 14.52
190017 | Air flap | 44.24
190018 | Air flap | 4.58
190020 | Air flap | 38.54
190021 | Air flap | 41.25
190119 | Fan | 175.05
190122 | Fan | 188.62
190123 | Fan | 153.34
190126 | Fan | 223.91
190145 | Fan | 188.62
190153 | Fan | 238.83
190157 | Fan | 188.62
190162 | Fan | 188.62
190163 | Fan | 188.62
190173 | Fan | 160.13
190174 | Fan | 223.91
190175 | Fan | 223.91
190180 | Fan (D 133 x 40) | 50.48
190183 | Fan | 993.32
190187 | Fan | 160.13
190193 | Fan | 724.64
190215 | Fan | 134.9
190225 | Fan | 268.69
190230 | Fan | 238.83
190235 | Fan | 253.76
190236 | Fan | 419.31
190237 | Fan | 130.27
190248 | Fan | 514.3
190256 | Fan | 449.17
190259 | Fan | 86.85
190260 | Fan | 160.13
190261 | Fan | 160.13
190262 | Fan | 366.91
190263 | Air fan (D 133 x 42) | 77.35
190264 | Air fan (D 133 x 52) | 86.85
190271 | Fan | 223.91
190275 | Fan | 283.61
190276 | Fan | 480.38
190709 | Pressure limiting valve inset | 38.54
190717 | Pressure relief valve | 38.54
190721 | Pressure relief valve | 18.18
190723 | Pressure relief valve | 12.21
190727 | Pressure relief valve | 23.2
190728 | Pressure relief valve | 31.75
190732 | Pressure relief valve | 41.25
190739 | Pressure relief valve | 41.25
190740 | Pressure relief valve | 44.24
190745 | Pressure relief valve, 10 bar | 21.44
190750 | Pressure relief valve | 9.94
190751 | Pressure relief valve | 77.35
190756 | Pressure relief valve | 47.17
190757 | Pressure relief valve | 160.13
190758 | Pressure relief valve | 15.33
190920 | Flue gas duct (D 300) | 94.99
191003 | Double nipple, pipe | 10.72
191306 | Fan-shaped washer, (x10) | 4.58
191325 | Disc | 0.81
191367 | Disc | 0.81
191407 | Disc | 0.81
192137 | Protection sheet (ignition electrode) | 13.71
192138 | Protection sheet (switch box) | 9.94
192858 | Tube (L=690mm, D=18mm) | 2.31
192901 | Air inlet duct, 95.5 x 907 | 69.21
192912 | Air inlet duct | 35.42
192914 | Air inlet duct | 0.81
192927 | Air inlet duct, 1 m | 69.21
192973 | Flue gas duct (D 200) | 69.21
192974 | Flue gas duct (D 225) | 77.35
192975 | Flue gas duct (D 250) | 86.85
192979 | Flue gas duct (D 180) | 31.75
192980 | Tube (18 x 1190) | 5.36
192982 | Tube (18 x 800) | 4.58
192983 | Tube (18 x 1460) | 9.16
192984 | Flue gas duct (D 160) | 35.42
193006 | Tube | 3.05
193035 | Pipe, connection (nickel plated) | 12.99
193036 | Pipe, connection (nickel plated) | 12.21
193039 | Tube (L=850 mm, D=18 mm) | 2.68
193040 | Tube (L=1100 mm, D=18 mm) | 4.58
193158 | Cold water tube | 16.69
193159 | Cold water tube | 12.99
193439 | Tube | 15.33
193500 | Tube | 23.2
193501 | Tube | 15.33
193502 | Printed circuit (12-24 kW) | 283.61
193503 | Boiler | 763.99
193504 | Drain valve | 16.69
193505 | Tube (D 23 x 116) | 9.16
193506 | Tube (D 23 x 910) | 8.41
193507 | Anode | 86.85
193509 | Cover plate | 86.85
193510 | Back panel | 153.34
193511 | Insulation | 44.24
193512 | Insulation | 47.22
193513 | Insulation | 41.25
193514 | Insulation | 3.87
193515 | Inner plate | 77.35
193516 | Pump | 297.18
193517 | Tube (G1 1/2 x G1/2) | 55.09
193518 | Tube (22 x G1 1/2) | 44.24
193519 | Insulation | 5.36
193520 | Insulation | 9.16
193521 | Insulation | 19.54
193522 | Insulation | 14.52
193523 | Insulation | 44.24
193524 | Tube | 44.24
193525 | Tube | 35.42
193526 | Tube | 55.09
193527 | Pump | 188.62
193528 | Casing | 31.75
193530 | Printed circuit | 130.27
193533 | Cable tree | 10.72
193535 | Gasket, type C, (x10) | 11.47
193536 | Guide, (x2) | 2.68
193537 | O-ring, (x10) | 6.7
193538 | Screw, (x10) | 3.05
193539 | O-ring, (x10) | 7.58
193541 | Tube | 64.32
193542 | Connection | 1222.66
193543 | Cap | 9.16
193544 | Tube | 59.44
193545 | Tube | 86.85
193546 | Printed circuit board | 253.76
193547 | Gas tube | 12.99
193549 | Gas tube | 21.44
193550 | Pipe | 94.99
193551 | Flue gas duct | 160.13
193552 | O-ring, (x10) | 3.87
193553 | Clamp | 19.54
193554 | Gas tube | 12.99
193555 | Gas tube | 23.2
193556 | Back panel | 86.85
193557 | Connection piece | 15.33
193579 | Sealing ring, (x2) | 3.87
193582 | Casing | 44.24
193583 | Spacer, (x2) | 2.31
193584 | Spacer, (x2) | 1.9
193585 | Spacer, (x2) | 3.05
193586 | Harness | 31.75
193589 | Harness | 19.54
193590 | Ignition cable | 29.04
193591 | Connection cable | 11.47
193592 | Sensor NTC (CH flow/CH return) | 10.48
193593 | Fan | 175.05
193594 | Gasket | 5.68
193595 | Insulation | 23.2
193597 | Screw, (x10) | 3.87
193598 | Nut, (PK4) | 6.89
193599 | Air inlet duct | 26.19
194125 | Reducing ring, black | 12.99
194129 | Reducing ring | 3.87
194145 | Reducing ring, red | 6.07
194150 | Flue gas reduction ring | 18.18
194151 | Reducing piece | 14.52
194166 | Reducing ring F/F0/F1/F2 | 3.87
194170 | Reducing ring F-F2 | 2.31
194178 | Reducing ring A/B/C/D | 4.58
194815 | Impeller | 44.24
194816 | Impeller | 94.99
194819 | Aqua-sensor | 115.35
194828 | Impeller | 122.13
194829 | Impeller aqua sensor | 122.13
194830 | Impeller aqua sensor | 115.35
194831 | Impeller | 101.78
194834 | Impeller | 101.78
194836 | Impeller | 94.99
194839 | Impeller | 101.78
194841 | Sensor water valve | 29.04
194849 | Aqua-sensor | 41.25
195044 | Magneto housing | 137.06
195116 | Inset | 0.81
195753 | Air adjusting flap | 130.27
195756 | Air adjusting flap | 94.99
195964 | Strip | 0.81
195983 | Strip | 1.15
198502 | Band | 6.89
198503 | Band | 6.89
198504 | Frame support | 9.16
198704 | Nozzle holder | 15.33
199241 | Inlet tube | 86.85
199242 | Inlet tube | 59.44
199276 | return tube | 69.21
199277 | return tube | 77.35
199278 | inlet tube | 59.44
2000457412 | Fan assembly | 449.17
2000800001 | Gas section | 115.35
2000800014 | Overheat stat | 29.04
2000800015 | Gas section | 253.76
2000800089 | Timer-mechanical | 50.48
2000800136 | Flow switch | 153.34
2000800149 | Pressure relief valve | 26.19
2000800150 | Water pressure switch | 38.54
2000800158 | Gas section | 223.91
2000800208 | Gas section and o-rings | 223.91
2000800421 | Fan | 360.96
2000800430 | Fan | 360.96
2000800431 | Fan | 297.18
2000800432 | Fan | 297.18
2000800478 | Fan | 360.96
2000800529 | Fan assembly | 449.17
2000800532 | Fan assembly | 449.17
2000800654 | Gas valve assembly | 115.35
2000800744 | Gas section | 188.62
2000801005 | Thermistor | 15.33
2000801020 | Gas valve assembly | 115.35
2000801120 | Hot water thermistor | 15.33
2000801129 | Gas section | 188.62
2000801136 | Gas section | 175.05
2000801159 | Gas section | 175.05
2000801166 | Pressure gauge | 31.75
2000801169 | Gas section | 325.68
2000801181 | Water pressure switch | 38.54
2000801182 | Gas section | 223.91
2000801208 | Safety valve assembly | 26.19
2000801232 | Overheat thermostat+heat sink | 16.69
2000801288 | Gas section | 153.34
2000801380 | Fan assembly | 325.68
2000801391 | PCB replacement kit | 297.18
2000801398 | Gas section | 160.13
2000801590 | Gas section | 175.05
2000801615 | Gasket heat exchanger | 8.41
2000801636 | Gasket inspection cover heat exchanger | 1.53
2000801640 | Viewing glass (set) | 5.36
2000801653 | Clip gaspipe | 1.9
2000801671 | Screw M8X40 | 1.53
2000801701 | Heat exchanger | 877.98
2000801703 | Spacer, fan, 63mm | 14.52
2000801705 | Inner door seal 1390mm | 3.87
2000801726 | NTC DHW | 41.25
2000801811 | Harness, Iris | 31.75
2000801812 | Cable ignition HRG | 15.33
2000801821 | Lead - Gas valve | 35.42
2000801822 | Harness - Fan / Air pressure switch | 44.24
2000801831 | Plate to Plate H/EX | 82.78
2000801833 | Base plate, hydraulic HRG | 18.18
2000801834 | Gas pipe | 31.75
2000801841 | Spacer, fan HR30G | 8.41
2000801843 | Inner door seal, 1765mm | 4.58
2000801848 | Control panel | 153.34
2000801849 | Front panel | 101.78
2000801852 | Insulation - Combustion Chamber | 38.54
2000801853 | Heat exchanger GW30 | 480.38
2000801854 | Burner | 44.24
2000801855 | Manifold - Gas G20 | 44.24
2000801856 | Manifold - Gas G20 | 44.24
2000801857 | Motor pump | 223.91
2000801859 | Expansion vessel 8L | 108.56
2000801860 | Fan without tachymeter | 101.78
2000801861 | Wiring harness | 115.35
2000801862 | Air pressure switch | 44.24
2000801863 | Gasket, (x50) | 12.99
2000801864 | Flow limiter, 12l/min, (x10) | 29.04
2000801865 | Front panel | 101.78
2000801866 | Clip, heat exchanger/pipe, (x10) | 8.41
2000801872 | Knob | 26.19
2000801873 | Company name | 41.25
2000801874 | Retaining strap, controlbox, (x5) | 1.9
2000801881 | Heat exchanger ,24KW DIN | 480.38
2000801882 | Insulation combustion chamber | 38.54
2000801883 | Sealing ring, 3/4, (x10) | 2.68
2000801884 | Sealing ring, 1/2, (x50) | 11.47
2000801887 | Sensing flame electrode | 6.7
2000801888 | Ignition flame electrode | 8.57
2000801889 | Manifold - Gas G20 | 35.42
2000801890 | Burner assembly | 38.54
2000801893 | Sealing ring, pipe/gas valve, (x50) | 18.18
2000801896 | Pump motor | 145.2
2000801897 | Filter central heating | 3.87
2000801900 | Block pump | 188.62
2000801901 | Pump housing | 188.62
2000801902 | Drain valve | 4.58
2000801905 | Filling valve ext. tubing | 1.53
2000801909 | By-pass | 10.72
2000801910 | Flow sensor, black with cable | 35.2
2000801912 | Motor 3-way valve | 50.48
2000801913 | Overheat thermostat | 12.21
2000801914 | Interface card | 122.13
2000801916 | Wiring harness | 2.68
2000801917 | Wiring main harness | 115.35
2000801918 | Harness, supply | 15.33
2000801919 | Ignition lead | 10.72
2000801920 | Fan without tachymeter | 64.32
2000801923 | Option board | 44.24
2000801927 | Overheat klixon | 7.63
2000801937 | Heating cock | 21.44
2000801938 | Domestic cold water cock | 16.69
2000801939 | Domestic hot water elbow | 9.16
2000801940 | Gas isolation valve | 29.04
2000801942 | Sealing ring, sanitary, (x100) | 12.21
2000801943 | O-ring, bypass, (x25) | 160.13
2000801946 | Screw, torx 4.2x13.5mm, (x25) | 3.87
2000801947 | Clip, (x10) | 8.41
2000801948 | O-ring, (x20) | 3.87
2000801950 | O-ring, for pipe, (x20) | 6.07
2000801951 | Clip, (x10) | 6.89
2000801952 | Clip, 3-way-valve motor, (x10) | 13.71
2000801955 | Screw, PCB, (x75) | 6.07
2000801956 | O-ring, (x10) | 9.31
2000801973 | Ignition lead | 6.89
2000801974 | Flow limiter 10L | 29.04
2000801978 | Gas valve G30 | 188.62
2000801990 | PCB - NTPO | 153.34
2000801991 | PCB - TPO | 160.13
2000802001 | Fuse 125mA T | 2.68
2000802010 | Pipework | 77.35
2000802019 | Front panel | 108.56
2000802021 | Fanhousing | 64.32
2000802025 | Expansion vessel 6.5L | 94.99
2000802026 | Micro accumulation tank | 175.05
2000802027 | Micro-accumulator element | 86.85
2000802028 | Temperature sensor | 38.54
2000802029 | Sanitary safety valve male | 14.52
2000802030 | Fan | 130.27
2000802033 | Wiring harness | 130.27
2000802034 | Interface card with clock | 297.18
2000802035 | Air pressure switch 2 | 29.04
2000802036 | Control panel | 188.62
2000802043 | 3-pole in-line plug | 3.05
2000802051 | overheat thermostat HRG | 4.58
2000802054 | cable mains 230V HRG | 16.69
2000802056 | Limiter and seals HR22G (set) | 29.04
2000802057 | Limiter and seals HR30G (set) | 13.71
2000802058 | front panel HRGcontrolpanel | 160.13
2000802066 | connection pipes (set) HRG | 94.99
2000802083 | clip z-pipe | 7.63
2000802131 | Hydroblock | 238.83
2000802153 | Cap with sealing | 2.31
2000802174 | Gas flow restrictor, diameter 46mm | 2.68
2000802204 | Fan | 145.2
2000802215 | Flow connection | 50.48
2000802216 | Return connection | 55.09
2000802284 | Manifold - Gas G20 | 35.42
2000802442 | Gas section replacement kit | 160.13
2000802450 | Display PCB | 137.06
2000802452 | Gas section | 188.62
2000802463 | Burner, kit with gaskets, 24kW | 55.09
2000802469 | Flue hood | 41.25
2000802472 | Insulation - Combustion Chamber 35KW | 35.42
2000802473 | O-ring, heat Ex / Pipe, (x10) | 4.58
2000802476 | Manifold - Gas G20 | 41.25
2000802478 | Pipe - Heat exchanger / 3WV | 21.44
2000802479 | Pipe - Pump/H/Exch | 14.52
2000802480 | Pipe - Heat exchanger / 3WV | 10.72
2000802481 | Pipe - Gas | 26.19
2000802483 | Diverter valve | 297.18
2000802485 | Wiring harness | 122.13
2000802487 | Heating cock | 15.33
2000802488 | Domestic cold water cock | 15.33
2000802489 | Domestic hot water adaptor | 9.16
2000802491 | Fixing jig washer bag | 2.68
2000802492 | Boiler washer bag kit + limitor | 3.87
2000802493 | Connecting pipe kit | 69.21
2000802526 | Sealing washer | 1.53
2000802532 | O ring 17.86X2.62 (nitrile) | 1.15
2000802537 | Filter-domestic cold water | 2.68
2000802539 | Shraeder extension | 10.72
2000802600 | Filling loop | 59.44
2000802635 | Thermistor control | 16.69
2000802636 | Thermistor control | 23.2
2000802657 | Motor pump UPS 15-60 | 253.76
2000802662 | Burner 35KW | 55.09
2000802664 | Gas section | 202.19
2000802731 | PCB replacement kit | 175.05
2000802732 | PCB replacement kit | 122.13
2000802734 | printed circuit burnercontrol | 175.05
2000802735 | connection pipes (set) heat exchanger HR | 12.21
2000802736 | Gasket syphon HRG (set) | 2.68
2000802737 | Insulation cover heat exchanger | 15.33
2000802738 | adaptor fluegas HRG | 77.35
2000802739 | reset switch HRG | 21.44
2000802742 | plug 10mm | 5.36
2000802748 | San. safety valve 10B female | 16.69
2000802764 | Screw (PK2) | 1.53
2000802787 | Heat exchanger | 841.34
2000802804 | Air pressure switch | 50.48
2000802807 | Injector - Burner G30 | 12.21
2000802816 | Burner, kit with gaskets, 30kW | 64.32
2000802840 | Gas isolation valve | 16.69
2000802896 | Gas valve | 223.91
2000802897 | Fan | 77.35
2000802898 | Fan | 77.35
2000802899 | Insert | 6.89
2000802901 | Sensor | 35.42
2000802903 | Pressure safeguard | 26.19
2000802908 | PCB | 115.35
2000802909 | Electrode | 7.63
2000802912 | Electrode | 7.63
2000803022 | Drain point | 7.63
2000803026 | Automatic de-aerator | 9.94
2000803043 | Motor, 3 way valve | 77.35
2000803045 | Sensing tube | 9.94
2000803050 | Coil | 238.83
2000803052 | Pressure gauge | 6.89
2000803058 | Inspection glass | 3.05
2000803061 | Bolt | 6.07
2000803062 | Circlip | 1.53
2000803063 | Support, fan | 5.36
2000803064 | Insulation | 18.18
2000803065 | Plug | 3.87
2000803068 | Front panel | 47.22
2000803070 | Company plaque | 3.05
2000803071 | Gas valve | 238.83
2000803072 | Valves | 55.09
2000803074 | Valve | 188.62
2000803075 | Valve | 137.06
2000803076 | Motor | 90.92
2000803083 | Throttle | 2.68
2000803086 | Cover | 12.21
2000803088 | Spring | 5.36
2000803090 | Display | 77.35
2000803091 | Cover, keyboard | 6.07
2000803092 | Button | 1.9
2000803093 | Indicator light | 8.41
2000803096 | Burner | 115.35
2000803101 | Injector | 2.68
2000803102 | Sensor | 23.2
2000803103 | Bypass | 6.89
2000803104 | PCB | 41.25
2000803105 | Automatic de-aerator | 9.94
2000803106 | Tube, DHW block storage tank pipe | 12.21
2000803107 | Tube | 16.69
2000803112 | Tube, heating block / storage tank | 23.2
2000803114 | Valve | 15.33
2000803115 | Valve | 16.69
2000803116 | Valve | 23.2
2000803185 | Flue gas collector | 59.44
2000803190 | Tube, expansion vessel | 11.47
2000803196 | Tube, gas inlet | 7.63
2000803199 | Tube, DHW outlet pipe hydraulic | 11.47
2000803202 | Drain point | 3.87
2000803203 | Heat exchanger | 268.69
2000803204 | Burner | 122.13
2000803206 | Automatic de-aerator | 13.71
2000803210 | Clip | 3.87
2000803211 | Adapter, potentiometer | 1.9
2000803212 | Clip | 1.15
2000803214 | Sensing tube | 9.16
2000803215 | Back panel, control box | 15.33
2000803216 | Grille | 10.72
2000803220 | Indicator light | 4.58
2000803222 | Sensor | 6.89
2000803230 | Electrode | 7.63
2000803231 | Sensor | 9.16
2000803233 | O-ring | 3.05
2000803234 | Injector, G20 | 1.9
2000803235 | Gasket | 1.9
2000803251 | Tube | 18.18
2000803252 | Valves (hydraulic) | 26.19
2000803255 | Heat exchanger DHW | 145.2
2000803296 | Support | 15.33
2000803299 | Flue gas collector | 86.85
2000803300 | Tube, air vent | 12.21
2000803301 | Tube, burner gas valve | 12.21
2000803303 | Tube, pump/heat exchanger | 18.18
2000803306 | Flange | 9.94
2000803307 | Heat exchanger | 297.18
2000803309 | Burner | 137.06
2000803310 | Gas valve | 130.27
2000803311 | Plug | 3.87
2000803324 | Insulation, combustion chamber | 12.21
2000803328 | Cover, Combustion chamber | 15.33
2000803330 | Burner, 30 KW | 108.56
200132 | Nozzle conversion set (6x D 1.50) | 12.21
200133 | Nozzle conversion set (8x D 1.50) | 16.69
200134 | Nozzle conversion set (6x D 1.73) | 18.18
200135 | Nozzle conversion set (8x D 1.73) | 26.19
200136 | Nozzle conversion set (6x D 0.85) | 59.44
200137 | Nozzle conversion set (8x D 0.85) | 82.78
200138 | Nozzle conversion set | 19.54
200139 | Nozzle conversion set | 26.19
200140 | Nozzle conversion set | 19.54
200141 | Nozzle conversion set | 26.19
200142 | Nozzle conversion set | 19.54
200143 | Nozzle conversion set | 26.19
200144 | Nozzle conversion set (6x D 0.88) | 44.24
200145 | Nozzle conversion set (8x D 0.88) | 38.54
200155 | nozzle conversion set AT | 11.47
200156 | nozzle conversion set AT | 35.42
200157 | Conversion set AT | 35.42
200158 | Conversion kit, 3B/P (DE, AT, CH, HU) | 26.19
200159 | Conversion kit, 3B/P (DE, AT, CH, HU) | 29.04
200160 | Conversion kit, 3B/P (DE, AT, CH, HU) | 31.75
200173 | Nozzle conversion set (18x D 2.00) | 55.09
200175 | nozzle conversion set | 26.19
200177 | nozzle conversion set | 47.22
200178 | nozzle conversion set | 47.22
200179 | nozzle conversion set | 47.22
200185 | Nozzle conversion set | 35.42
200186 | Nozzle conversion set | 44.24
200187 | Nozzle conversion set | 16.69
200188 | Nozzle conversion set | 26.19
200191 | Nozzle conversion set (7x D 2.40) | 15.33
200195 | Nozzle conversion set (3x D 2.35) | 9.16
200196 | Nozzle conversion set (3x D 2.80) | 9.16
200426 | Connection-accessories | 9.16
200687 | Nozzle conversion set | 10.72
200688 | Nozzle conversion set | 9.16
200693 | Nozzle conversion set | 9.16
201388 | Conversion set LPG-gas | 15.33
201390 | Conversion set H | 8.41
201391 | Conversion set PB | 14.52
201392 | Conversion set L | 19.54
201393 | Conversion set H | 12.21
201398 | Conversion set, PB -> 2E+ | 41.25
201399 | Conversion set PB -> 2E+ | 41.25
201571 | Cover | 11.47
201623 | Cover | 0.81
201626 | Inspection cover | 9.94
201638 | Cleaning cover | 38.54
201645 | Cover | 2.31
201678 | Cover | 2.31
201828 | Grommet - electrical | 13.71
201837 | Grommet | 0.81
201848 | Cable bushing | 0.81
201849 | Cable bushing | 0.81
201859 | Cable bushing | 0.81
201996 | Conversion set H (SIT) | 29.04
202001 | Conversion set (PL,HR,SI) P/B | 44.24
202005 | Conversion set (HU,CZ) P/B 30mbar | 69.21
202010 | Conversion set (HU) P/B 50mbar | 41.25
202011 | Conversion set (B) | 3.05
202012 | Conversion set (H) | 3.05
202074 | Conversion set 2E+ -> PB | 35.42
202075 | Conversion set 2E+ -> PB | 35.42
202076 | Conversion set, PB -> 2E+ | 31.75
202077 | Conversion set PB -> 2E+ | 26.19
202078 | Conversion set H to PBL | 35.42
202082 | Conversion set B | 86.85
202083 | Conversion set P/B | 38.54
202084 | Conversion set P/B | 69.21
202085 | Conversion set P/B | 47.22
202086 | Conversion set P/B | 77.35
202087 | Conversion set P/B | 69.21
202088 | Conversion set P/B | 55.09
202089 | Conversion set P/B | 94.99
202090 | Conversion set P/B (30mbar) | 41.25
202091 | Conversion set P/B (30mbar) | 94.99
202092 | Conversion set (HU) G30/50mbar | 35.42
202093 | Conversion set (HU) G30/50mbar | 59.44
202094 | Conversion set H | 26.19
202095 | Conversion set H | 44.24
202096 | Conversion set H | 29.04
202097 | Conversion set (ES) H -> B | 26.19
202098 | Conversion set (ES) B -> H | 29.04
202404 | Clamp ring, (x20) | 16.69
202430 | Gas section | 137.06
202431 | Gas section | 137.06
202487 | Covering plate (front top) | 31.75
202718 | conversion set | 3.87
202719 | conversion set | 3.87
202720 | conversion set | 3.05
202721 | conversion set | 3.05
202723 | Conversion set | 297.18
202724 | Conversion set | 3.05
202725 | Conversion set | 4.58
202727 | Conversion set | 1.9
202728 | conversion set | 3.05
202729 | Conversion set | 6.07
202730 | Conversion set | 12.21
202732 | conversion set | 2.31
202733 | conversion set | 2.31
202801 | Insulation plate | 44.24
202802 | Insulation | 21.44
202901 | Nozzle conversion set (2x D 2.85) | 6.89
202902 | Nozzle conversion set (7x D 3,00) | 15.33
202903 | Nozzle conversion set (7 pcs. x D 2.55) | 31.75
202904 | Nozzle conv. set, 7x D2.55+meas.orifice | 29.04
202905 | Nozzle conversion set (7x D 3.00) | 29.04
202906 | Nozzle conversion set (7x D 1.55) | 59.44
202907 | Nozzle conversion set (7x D 3.60) | 26.19
202937 | Nozzle conversion set | 44.24
202938 | Nozzle conversion set | 86.85
202939 | Nozzle conversion set | 86.85
202940 | Nozzle conversion set | 86.85
202941 | Nozzle conversion set | 86.85
203030 | Piston (yellow) | 8.57
203031 | Piston (green) | 7.58
203047 | Piston (black) | 5.36
203830 | Cap | 2.68
203869 | Cap | 0.81
204039 | Cap | 0.81
204062 | Cap | 3.87
204063 | Cap | 0.81
204066 | screw cap | 0.81
204069 | Rose | 0.81
204070 | Rose | 0.81
204092 | Cap | 3.87
204120 | Cap | 6.07
204131 | Protection cap-M36 x 2mm | 3.05
204139 | Cap | 29.04
204140 | Cap | 5.36
205521 | Protection cap | 1.53
207096 | Front cover | 283.61
207098 | Front cover | 283.61
207099 | Front cover | 392.17
207507 | Side panel | 86.85
207508 | Side panel | 115.35
207517 | Side panel, left 788 mm H | 101.78
207518 | Side panel, right 788 mm H | 101.78
207519 | Side panel, left 788 mm H | 115.35
207520 | Side panel, right 788 mm H | 94.99
207521 | Side panel, left 788 mm H | 122.13
207522 | Side panel, right 788 mm H | 122.13
207523 | Side panel, left 788 mm H | 160.13
207524 | Side panel, right 788 mm H | 160.13
207525 | Side panel, left 788 mm H | 175.05
207526 | Side panel, right 788 mm H | 175.05
207527 | Side panel, left 788 mm H | 175.05
207528 | Side panel, right 788 mm H | 175.05
207709 | Side panel | 122.13
207710 | Side panel | 77.35
207711 | Side panel | 77.35
207715 | Left side panel | 130.27
207716 | Side panel, left | 360.96
207717 | Side panel, right | 360.96
207741 | Right side panel | 94.99
207742 | Left side panel | 101.78
207743 | Right side panel | 115.35
207744 | Left side panel | 115.35
207745 | Side panel (right and left site) | 419.31
207746 | Side panel (right and left site) | 449.17
207747 | Side panel (right and left site) | 449.17
207748 | Side panel (right and left site) | 514.3
207749 | Side panel (right and left site) | 607.94
207750 | Side panel (right and left site) | 544.16
208466 | Covering plate | 47.22
208474 | Covering plate | 101.78
208476 | Covering plate | 325.68
208495 | Covering plate | 2.68
208498 | Covering plate | 130.27
208499 | Covering plate | 130.27
208524 | Covering plate | 21.44
208869 | Support | 23.2
209411 | Covering plate | 94.99
209415 | Covering plate (front top) | 59.44
209479 | Covering plate | 8.41
209481 | Sealing ring, (x10) | 5.36
209483 | Front panel | 122.13
209576 | Cover | 2.68
209630 | Cover | 4.58
209632 | Blind cover | 3.87
209635 | Blind cover | 2.31
209714 | Cover, casing (plastic) | 21.44
209743 | Cover | 90.92
209744 | Cover | 9.94
209754 | Cover | 297.18
209844 | Cover | 18.18
209848 | Cover | 101.78
209849 | Cover | 101.78
209850 | Cover | 101.78
209851 | Cover | 101.78
209852 | Cover | 108.56
209853 | Cover | 108.56
209854 | Cover | 55.09
209855 | Cover | 47.22
209856 | Cover | 47.22
209857 | Cover | 50.48
210632 | Insulation plate | 9.94
210645 | Insulation plate | 21.44
210647 | Insulation plate | 3.87
210666 | insulation plate | 23.2
210667 | insulation plate | 12.99
210681 | Insulation plate | 44.24
210682 | Insulation plate | 35.42
210683 | Insulation plate | 47.22
210688 | Insulation plate | 82.78
210705 | Insulation plate | 19.54
210709 | Insulation plate | 44.24
210711 | Insulation plate | 55.09
210712 | Insulation plate | 69.21
210726 | Insulation plate | 21.44
210727 | Insulation plate | 26.19
210728 | Insulation plate | 23.2
210729 | Insulation plate | 29.04
210730 | Insulation plate | 44.24
210731 | Insulation plate | 41.25
210732 | Insulation plate | 41.25
210733 | Insulation plate | 55.09
210734 | Insulation | 26.19
210745 | Insulation plate | 21.44
210746 | Insulation plate | 23.2
210747 | Insulation plate | 26.19
210754 | Insulation h/e door | 15.33
210779 | Insulation, bottom exch. 10mm nut/washer | 26.19
210786 | Insulation plate | 55.09
210795 | Insulation plate | 77.35
210796 | Insulation plate | 21.44
210797 | Insulation plate | 38.54
210798 | Insulation plate | 41.53
210799 | Insulation plate | 29.04
210943 | Outlet | 0.81
210981 | Rubber funnel | 0.81
210992 | Grommet | 1.53
213201 | Protection plate | 31.75
213205 | Protection plate | 26.19
213206 | Protection plate | 31.75
213207 | Protection plate | 35.42
213208 | Protection plate | 86.85
213215 | Protection plate | 69.21
213216 | Protection plate | 38.54
213218 | Protection plate | 23.2
213232 | Protection plate | 2.31
213257 | Protection plate | 23.2
213347 | Burner plate | 44.24
213348 | Burner plate | 55.09
213349 | Burner plate | 59.44
213350 | Burner plate | 64.32
213351 | Burner plate | 101.78
213352 | Burner plate | 108.56
215604 | Gas block / top housing | 86.85
215605 | Gas block / top housing | 55.09
219230 | Reducing nipple | 1.53
219233 | Restrictor jet | 4.58
219235 | Restrictor jet | 5.36
219614 | Spring clamp, (x5) | 2.31
219619 | Clip, (x10) | 11.36
219620 | Clip, (x10) | 7.58
219621 | Spring clamp, (x10) | 12.21
219622 | Spring clamp, (x10) | 8.21
219623 | Spring clamp, (x10) | 5.36
219626 | Clip, (x8) | 12.21
219628 | Clip, (x5) | 14.52
219629 | Clip, (x5) | 5.36
219630 | Spring clamp (switch box) | 4.58
219632 | Brackets and clip | 101.78
219634 | Seal kit | 5.36
219635 | Clip, (x5) | 4.58
219636 | Clip (PK2) | 5.36
219648 | Clip (pump) | 3.05
219649 | Clip (pressure safeguard) | 4.58
219656 | Fastening set | 12.14
219660 | Clip, (x10) | 7.63
221732 | Support | 0.81
222330 | Conversion set PB | 23.2
222331 | Conversion set P/B (SIT) | 47.22
222332 | Conversion set (PL,HR,SI) P/B | 35.42
222333 | Conversion set (SK,RO,GUS) P/B | 41.25
222334 | Conversion set (HU,CZ) P/B (30mbar) | 35.42
222335 | Conversion set (HU) P/B (50mbar) | 29.04
222336 | Conversion set H (SIT) | 38.54
222346 | Conversion set (SK,RO,GUS) P/B | 69.21
222354 | conversion set | 12.99
222369 | Conversion set H (SIT+HW) | 35.42
222371 | Conversion set 2E+ -> PB | 41.25
222372 | Conversion set 2E+ -> PB | 41.25
226302 | Switch | 5.71
235024 | Throttle disc | 0.81
235035 | Throttle disc | 1.53
235037 | Throttle disc | 1.9
235057 | Throttle disc | 3.87
235708 | Screw | 0.81
235728 | Screw | 0.81
235738 | Tapping screw | 0.81
235739 | Tapping screw | 0.81
235740 | Tapping screw ISO 7049 | 0.81
235741 | Screw | 0.81
235744 | Screw | 0.81
235748 | Tapping screw ISO 7049 | 0.81
235750 | Screw | 0.81
235753 | Tapping screw (ST 6,3x 9,5) DIN 7981 | 0.81
235763 | Screw | 0.81
236500 | Connection | 23.2
237618 | Gasket | 1.9
237621 | Gasket | 5.36
240577 | Burner nozzle | 9.94
240580 | Burner nozzle (D=2,70) | 9.94
240639 | Burner nozzle | 9.16
240653 | Injector, D=1.73 | 1.53
240666 | burner nozzle | 6.07
240667 | burner nozzle | 9.16
240668 | Injector, D=0.77 | 7.63
240669 | Burner nozzle | 1.9
240682 | Burner nozzle (0.40 Gph 80GR-S) | 64.32
240683 | Burner nozzle (0.50 Gph 80GR-S) | 50.48
240684 | Burner nozzle (0.55 Gph 80GR-S) | 55.09
240685 | Burner nozzle (0.50 Gph 60GR-HF) | 50.48
240686 | Burner nozzle (0.60 Gph 45GR-HF) | 50.48
240687 | Burner nozzle (0.75 Gph 45GR-HF) | 50.48
240705 | Burner nozzle (0.40 Gph 60 GR) | 23.2
240706 | Burner nozzle (0.50 Gph 60 GR) | 23.2
240707 | Burner nozzle (0.65 Gph 60 GR) | 23.2
240714 | Burner nozzle (oil) | 55.09
240715 | Burner nozzle (oil) | 50.48
240717 | Burner nozzle (oil) | 31.75
240719 | Side panel | 94.99
240720 | Cable fixing, (x5) | 5.36
240877 | Gas injector | 41.25
2415550 | Thermostat | 9.16
2415551 | Drain point | 11.47
2415554 | Pressure relief valve | 9.16
2415555 | Gasket | 1.15
2415556 | Gasket | 1.53
2415557 | Automatic air vent | 11.47
2415558 | Sleeve | 2.31
2415559 | Gasket | 1.9
2415560 | Insulation, strip 520mm | 2.68
2415561 | Grommet, (x5) | 4.58
2415562 | Grommet for pipe | 1.53
2415563 | Grommet, for pipe | 1.9
2415564 | Hose, silicon | 1.9
2415565 | Gasket | 2.68
2415566 | Gasket | 1.53
2415567 | Fuse, 2A | 1.15
2415568 | Nut, knurled nut | 1.53
2415569 | Burner | 108.56
2415570 | Burner | 94.99
2415573 | Heat exchanger | 175.05
2415574 | Heat exchanger, 321SE | 160.13
2415575 | Fan | 82.78
2415577 | Pitot tube | 7.63
2415578 | Flange | 9.16
2415579 | Insulation, strip 900mm | 1.53
2415580 | Flow limiter | 2.68
2415581 | Connection | 9.94
2415582 | Insulation, ceramic panel | 12.21
2415583 | Insulation, combustion chamber | 6.07
2415584 | Heat exchanger DHW | 160.13
2415585 | Valve, 3-way | 94.99
2415586 | Motor, 3 way valve | 90.92
2415587 | Insert, 3-way valve, with key | 69.21
2415588 | Sensor | 6.89
2415589 | Sensor | 7.63
2415591 | Ring | 2.31
2415592 | Insulation, Tube | 10.72
2415593 | Cable tie | 1.15
2415594 | Injector | 1.53
2415595 | Injector | 1.53
2415596 | Gasket, injector | 2.31
2415597 | Control | 202.19
2415598 | Gas valve | 238.83
2415600 | Valve | 9.94
2415601 | Valve | 35.42
2415602 | Bypass | 16.69
2415603 | Injector | 5.36
2415604 | Coil | 12.99
2415605 | Pressure safeguard | 11.47
2415606 | Heating element | 41.25
2415607 | Insulation, combustion chamber | 10.72
2415608 | Hose, silicon (1 m) | 1.53
2415611 | Nut | 3.87
2415612 | Hose | 5.36
2415613 | PCB | 175.05
2415614 | Wiring harness | 77.35
2415615 | Electrode | 6.07
2415616 | Inspection glass | 1.9
2415617 | Float | 5.36
2415618 | Sensor | 11.47
2415619 | O-ring | 1.15
2415620 | Filter | 4.58
2415621 | Sensor | 23.2
2415622 | Sensor | 4.58
2415623 | Housing | 2.31
2415624 | Hose | 2.31
2415625 | Cover plate | 21.44
2415627 | Cable | 3.05
2415628 | Cable | 3.05
2415629 | Electrode | 13.71
2415630 | Wiring harness | 3.87
2415632 | Burner chamber | 64.32
2415634 | Expansion vessel | 122.13
2415635 | Control | 223.91
2415637 | Back panel, control box | 21.44
2415638 | Cover, control box | 19.54
2415639 | Nipple | 6.07
2415640 | Nipple | 5.36
2415641 | Pump | 145.2
2415642 | Pump | 145.2
246603 | Burner nozzle (oil) | 55.09
246604 | Burner nozzle (oil) | 50.48
246605 | Burner nozzle (oil) | 50.48
246606 | Burner nozzle (oil) | 50.48
246607 | Burner nozzle (oil) | 50.48
246608 | Burner nozzle (oil) | 50.48
246609 | Burner nozzle (oil) | 50.48
246610 | Burner nozzle (oil) | 35.42
247078 | Burner nozzle | 1.15
247080 | Burner nozzle | 1.15
247130 | Burner nozzle | 1.15
247140 | Burner nozzle | 0.81
247160 | Burner nozzle | 1.53
250121 | Motor | 297.18
250344 | Electronic unit | 238.83
250345 | Electronic unit | 188.62
250637 | Signal lamp | 1.9
250642 | Signal lamp | 6.07
250651 | Signal lamp | 4.58
250653 | Signal lamp | 4.58
250762 | Wiring harness | 9.16
250790 | Link plug | 1.15
250916 | Grommet, (x3) | 3.87
250917 | Cable bushing | 13.71
250918 | Cable bushing | 6.89
251124 | Terminal strip (4 terminals) | 2.68
251255 | Terminal strip | 44.24
251262 | Terminal block, with cable | 41.25
251263 | Terminal strip, with cable | 38.54
251370 | Capacitor | 23.2
251398 | Condenser | 41.25
251410 | Safety fuse | 13.71
251616 | Relay | 18.18
251651 | Relay | 41.25
251652 | Relay | 44.24
251653 | Thermo relay | 145.2
251654 | Relay | 137.06
251655 | Relay | 77.35
251656 | Relay | 130.27
251657 | Relay | 115.35
251658 | Relay | 544.16
251659 | Relay | 238.83
251660 | Relay | 238.83
251661 | Relay | 44.24
251662 | Relay | 35.42
251666 | Thermo relay | 69.21
251667 | Time relay | 122.13
251669 | Relay | 94.99
251672 | Relay (pump) | 19.54
251676 | Time relais | 253.76
251777 | Switch | 3.87
251784 | Switch | 3.87
251790 | Switch | 29.04
251820 | Safety switch | 11.47
251822 | Safety switch | 12.99
251832 | Safety switch | 9.16
251851 | Safety switch | 35.42
251852 | Safety switch | 29.04
251869 | Safety switch | 86.85
251893 | Safety switch | 41.25
251896 | Safety switch | 35.42
251897 | Safety switch | 41.25
251941 | Fuse | 13.71
251943 | Fuse | 8.41
251952 | Fuse | 5.36
251953 | fuse 125MA | 1.9
251954 | fuse 3.15ATX20MM 250V EN60127 | 3.87
251956 | Fuse, 2.5A T, (x10) | 6.89
251957 | Fuse, T4H, (x10) | 6.07
251958 | Fuse, 2.0A F, (x10) | 6.07
251959 | Fuse, 0.20A T, (x10) | 6.89
251960 | Fuse, 0.16A T, (x10) | 6.89
251961 | Fuse, 1.25A T, (x10) | 5.36
251963 | Fuse, 1.0A T, (x10) | 6.07
251964 | Fuse, 5.0A T, (x10) | 6.07
251965 | Fuse, (x5) | 12.21
252020 | Safety element | 8.41
252025 | Clip | 3.87
252457 | Diverter valve | 130.27
252602 | Spring clamp | 1.15
252606 | Plug | 11.47
252608 | Plug | 3.05
252609 | Plug | 3.87
252610 | Plug | 4.58
252628 | Plug, (x5) | 21.44
252629 | Plug | 13.93
252630 | Plug | 86.85
252631 | Plug | 26.19
252635 | Plug | 3.87
252637 | 3-pole in-line plug | 5.36
252638 | Plug | 7.63
252764 | Link | 3.87
252773 | Link | 2.31
252776 | Plug | 2.31
252780 | Link plug | 3.87
252805 | Sensor - NTC | 16.47
252814 | NTC-sensor | 14.52
252936 | Electronic regulator VRC-CM | 297.18
252947 | Electronic regulator | 160.13
252952 | Electronic regulator, VCT | 449.17
252953 | Electronic regulator, VCFT | 449.17
252954 | Electronic regulator, VCW | 449.17
252957 | Electronic regulator | 160.13
252964 | Electronic regulator | 94.99
252966 | Electronic regulator | 94.99
252979 | Electronic regulator VRC-UB | 360.96
252980 | Electronic regulator VRC-UBW | 392.17
252982 | Electronic regulator VRC-Klassik-BW | 297.18
252986 | Electronic regulator | 94.99
252987 | Electronic regulator VRC-UB | 419.31
252988 | Electronic regulator VRC-UBW | 480.38
253002 | Control | 1184.66
253215 | Time switch | 69.21
253216 | Time switch | 101.78
253221 | Time switch (300727) | 253.76
253222 | Time switch | 122.13
253404 | Thermo-couple | 14.52
253511 | Flue sensor | 38.54
253516 | Flue sensor | 35.42
253517 | Temperature sensitive element | 69.21
253519 | External sensitive element WF1 | 31.75
253534 | Sensitive element | 47.22
253537 | Sensor | 35.42
253538 | Sensor | 26.19
253540 | Sensor | 38.54
253541 | Outdoor sensor | 130.27
253544 | Sensor | 724.64
253549 | Flue sensor | 55.09
253551 | Pressure safeguard | 64.32
253552 | Temperature sensor | 61.02
253554 | Temperature limiter | 127.51
253556 | Ambient temp. sensor | 19.54
253557 | Temp. sensor inlet | 41.25
253563 | Cable tree | 11.47
253566 | Sensor (TTB) | 23.2
253567 | Sensor (TTB) | 21.44
253569 | Temperature limiter | 31.75
253570 | Sensor (TTB) | 26.19
253572 | Sensor (TTB) | 26.19
253574 | Sensor | 14.52
253575 | Sensor | 15.33
253576 | Sensor | 15.33
253580 | Sensor NTC, (kit of 2) | 44.24
253582 | Temperature limiter | 23.2
253583 | Sensor (storage temperature) | 20.54
253589 | Temperature limiter | 18.18
253590 | Temperature limiter | 23.2
253598 | Flow sensor | 607.94
253815 | Cable connector (set) | 12.21
253822 | Cable connector | 19.54
254007 | Flue gas temperature control | 29.04
254009 | Flue gas temperature control | 44.24
254010 | Flue gas temperature control | 55.09
254014 | Flue gas temperature control | 21.44
254015 | Flue gas temperature control | 23.2
254501 | Resistance | 4.58
254507 | Flame detector red | 69.21
254689 | Photoelectric cell | 31.75
255008 | Motor | 86.85
255025 | Actuator | 82.78
255026 | Motor | 297.18
255116 | Safety switch | 55.09
255551 | Cable | 77.35
255560 | Cable | 50.48
255625 | Cable (switch boxes) | 41.25
255628 | Cable, 230V (with terminal block) | 188.62
255631 | Cable, 24V (with terminals) | 253.76
255634 | Cable, 280 kW, with spark plug connector | 1031.32
255637 | Cable, 240 kW, with spark plug connector | 917.33
255640 | Cable, 200 kW, with spark plug connector | 724.64
255643 | Cable, 160 kW, with spark plug connector | 650
255646 | Cable, 120 kW, with spark plug connector | 480.38
255649 | Cable, 80 kW, with spark plug connector | 297.18
255651 | Cap, (x5) | 137.06
255691 | Cable (fan) | 1.15
255744 | Cable set | 9.16
255762 | Cable | 5.36
255765 | Cable | 15.33
255775 | Cable | 44.24
255784 | Cable | 5.36
255821 | Wiring harness | 9.16
255843 | Wiring harness | 55.09
255845 | Wiring harness | 9.16
255846 | Wiring harness | 9.16
256005 | Wiring harness | 3.05
256018 | Cable tree | 41.25
256029 | Cable | 13.71
256060 | Cable tree | 50.48
256061 | Cable tree | 50.48
256063 | Wiring harness | 41.25
256082 | Cable tree | 47.22
256093 | Wiring harness | 59.44
256096 | Cable tree | 41.25
256097 | Wiring harness | 69.21
256098 | Wiring harness | 55.09
256106 | Cable tree | 55.09
256107 | Wiring harness | 38.54
256115 | Wiring harness | 35.42
256116 | Cable tree | 55.09
256119 | Cable tree | 86.85
256126 | Cable tree | 59.44
256127 | Cable tree | 69.21
256128 | Cable tree | 59.44
256129 | Cable tree | 44.24
256130 | Cable tree | 31.75
256131 | Wiring harness | 50.48
256132 | Wiring harness | 108.56
256133 | Wiring harness | 35.42
256134 | Wiring harness | 35.42
256135 | Wiring harness | 35.42
256136 | Cable tree | 44.24
256137 | Cable tree | 69.21
256142 | Cable tree | 41.25
256143 | Cable tree | 50.48
256144 | Cable tree | 35.42
256146 | Wiring harness | 69.21
256149 | Wiring harness | 8.41
256150 | Wiring harness | 9.94
256151 | Wiring harness | 77.35
256152 | Cable tree | 69.21
256153 | Wiring harness | 94.99
256158 | Cable tree | 64.32
256159 | Wiring harness | 69.21
256160 | cable tree | 69.21
256161 | Cable tree | 47.22
256162 | cable tree | 55.09
256163 | Wiring harness | 47.22
256179 | Wiring harness | 31.75
256184 | Cable tree | 86.85
256185 | Cable tree | 18.18
256186 | Cable tree | 14.52
256187 | Cable tree | 47.22
256188 | Cable tree | 69.21
256189 | Wiring harness (gas section) | 12.21
256190 | Cable tree (gas section) | 10.72
256191 | Wiring harness | 64.32
256192 | Wiring harness | 59.44
256193 | Wiring harness | 47.22
256194 | Wiring harness | 55.09
256195 | Wiring harness | 86.85
256196 | Wiring harness | 86.85
256197 | Wiring harness | 86.85
256198 | Wiring harness | 101.78
256199 | Wiring harness | 59.44
256200 | Wiring harness | 59.44
256201 | Wiring harness | 94.99
256202 | Wiring harness | 86.85
256203 | Cable tree | 77.35
256230 | Cable tree | 9.16
256241 | Wiring harness | 35.42
256242 | Wiring harness | 77.35
256243 | Wiring harness | 59.44
256261 | Cable tree (pump) | 29.04
256262 | Cable tree | 202.19
256263 | Cable tree | 115.35
256277 | Wiring harness | 47.22
256278 | Wiring harness | 55.09
256279 | Wiring harness | 115.35
256280 | Cable tree | 108.56
256282 | Wiring harness | 41.25
256284 | Wiring harness | 18.18
256292 | Cable tree (gas valve) | 12.99
256293 | Cable tree (gas valve) | 44.24
256294 | Cable tree | 23.2
256295 | Wiring harness | 94.99
256296 | Cable tree | 38.54
256297 | Cable tree | 26.19
256298 | Wiring harness | 21.44
256299 | Cable tree | 16.69
256300 | Wiring harness | 86.85
256301 | Cable tree (sensors) | 18.18
256302 | Wiring harness | 55.09
256303 | Cable tree | 69.21
256304 | Cable tree | 69.21
256305 | Wiring harness | 145.2
256306 | Wiring harness | 160.13
256307 | Wiring harness | 108.56
256310 | Wiring harness | 325.68
256311 | Interface harness | 3.87
256316 | Cable tree | 31.75
256515 | Cable connector (set) | 69.21
256516 | Cable connector (set) | 55.09
256618 | Adapter | 10.72
256619 | Spring clamp, (x10) | 59.44
256620 | Sealing ring, (x10) | 9.16
256621 | Screw, (x10) | 4.58
256622 | Screw, (x10) | 3.87
256625 | Flow limiter, 7l/min, (x10) | 26.19
256766 | Injector, 1.10, (x12) | 12.21
256800 | Temperature sensitive element | 35.42
256801 | Sensor | 15.33
256802 | Sensor | 7.63
256803 | Sensor NTC | 9.5
256804 | Sensor | 41.25
257003 | Contactor | 44.24
257040 | Contactor | 153.34
257303 | Condenser | 94.99
257304 | Condenser SWEP B25-20 | 1492.7
257311 | Condenser SWEP B25-36 | 1450.63
257314 | Condenser 1,5 µF (fan) | 38.54
257316 | Condenser 10 µF | 86.85
257317 | Condenser 80 µF | 86.85
257460 | Control panel | 917.33
257748 | Control panel | 1031.32
257926 | Switch | 3.87
257931 | Relay | 35.42
257932 | Switch | 8.41
257936 | Relay | 31.75
257943 | Switch | 19.54
257954 | Switch | 18.18
257958 | Switch | 18.18
257959 | Switch | 31.75
257960 | Switch | 29.04
257961 | Switch | 21.44
257962 | Switch | 9.16
257963 | Switch | 8.41
257981 | Switch | 12.99
257982 | Switch | 9.16
257989 | Switch (on/off with signal lamp) | 94.99
257992 | Switch, covering plate, (x5) | 16.69
257996 | Switch | 14.52
259850 | Pin, red + green (2x10) | 9.16
259854 | Electrics | 175.05
259855 | Electrics | 145.2
259949 | Scale | 7.63
259955 | Collar | 11.47
262611 | Plug | 7.63
280030 | Protection plate | 26.19
280031 | Protection plate | 41.25
280033 | Protection plate | 41.25
280227 | Clip | 0.81
280235 | Clip | 0.81
280243 | Clip | 0.81
280246 | Clip | 0.81
280283 | Clip side panel (PK4) | 26.19
280288 | Clip fan (PK12) | 31.75
280291 | Clip front panel (PK4) | 13.71
280294 | Clip, cable bushing, (x10) | 9.16
280295 | Clip, NTC sensor, (x5) | 35.42
280296 | Clip, (x5) | 5.36
280299 | Clip (PK2) | 6.89
280333 | Insert | 55.09
280716 | Spring washer | 2.68
280804 | Handle | 3.87
280805 | Handle | 3.87
280875 | Handle | 4.58
280876 | Handle | 4.58
280878 | Handle | 16.69
280879 | Handles | 4.58
280890 | Knob | 4.58
281105 | Round-head screw | 0.81
282236 | Ring | 16.69
282512 | Flue duct clamp | 10.72
282513 | Clamp | 12.99
282521 | Clamp | 11.47
282526 | Clamp | 10.72
282536 | Clamp | 19.54
282537 | Clamp | 16.69
282545 | Clamp (95,5 x 55) | 12.99
282547 | Clamp (95,5 x 88) | 16.69
282549 | Clamp, 95,5 x 25 | 9.94
282550 | Clamp (100,5 x 88) | 35.42
282553 | Clamp | 12.99
282554 | Clamp | 16.69
282555 | Clamp | 11.47
282559 | Clamp | 12.99
282561 | Clamp | 23.2
282562 | Clamp | 21.44
282563 | Clamp | 23.2
282564 | Clamp (125 x 70) | 12.21
282565 | Clamp, DN 125 x 120 | 41.25
282567 | Clamp (125 x 30) | 31.75
282568 | Clamp, DN 125 x 125 | 41.25
282570 | collar | 26.19
282571 | Collar (100 x 145) | 41.25
282573 | Clamp, DN 100 x 70 | 12.21
282574 | Clamp, DN 100 x 40 | 12.21
282575 | Clamp | 6.07
282576 | Clamp | 47.22
282579 | Clamp (64 x 48) | 31.75
282711 | Rotary handle | 202.19
282807 | Sealing profile | 2.68
282831 | Sealing profile | 3.87
282876 | Sealing profile | 29.04
282888 | Sealing profile | 6.89
283020 | Locking plate | 3.87
283030 | Locking plate | 5.71
283302 | ring | 26.19
283303 | ring | 16.69
283815 | Sealing profile | 3.87
283824 | Gasket kit | 11.47
283825 | Gasket kit | 12.21
283826 | Gasket kit | 7.63
284511 | Coupling | 7.63
284513 | Coupling | 6.89
284707 | Elbow | 9.94
284709 | Elbow (gloss nickel-plated) | 13.71
284714 | Elbow, 45 degr. | 47.22
284715 | Elbow | 44.24
284716 | Elbow | 47.22
284718 | Elbow | 44.24
284719 | Elbow | 50.48
284720 | reverse elbow | 101.78
284721 | reverse elbow | 122.13
284722 | forward elbow | 77.35
284723 | forward elbow | 77.35
284724 | elbow | 122.13
284725 | elbow | 77.35
284726 | elbow | 130.27
284727 | elbow | 122.13
284728 | Elbow DN 80 | 69.21
284732 | Elbow, 45 degr, (x1) | 101.78
284733 | Elbow, 90 degr. | 86.85
284734 | Elbow | 94.99
284735 | Elbow | 77.35
284736 | Elbow | 86.85
284737 | Elbow woth inspection opening | 153.34
284738 | Elbow | 122.13
284740 | Elbow DN 80 | 86.85
284742 | Elbow 60-80 PP | 29.04
284811 | Elbow | 90.92
284841 | Elbow | 59.44
284875 | Drain elbow | 11.47
284897 | Elbow | 77.35
285421 | Washer | 1.15
285522 | Push button, left | 4.58
285530 | Gas pressure sensor | 137.06
285654 | Injector holding bar | 572.65
285842 | Anode, G1x3/4x26x472, SW 30 | 35.42
285850 | Anode, chain anode G3/4, L ca.970 | 86.85
285875 | Anode, M8x22x552 | 64.32
285889 | Anode, M8x22x420, SW13 | 35.42
285893 | Magnesium-anode | 13.71
285895 | Anode, M8x23x780 | 145.2
286406 | Washer | 0.81
286703 | Gasket | 6.07
287054 | Holder for manual | 15.33
287412 | Transformer | 31.75
287435 | Transformer | 44.24
287438 | Transformer | 69.21
287448 | Transformer | 44.24
287450 | Transformer | 29.04
287454 | Transformer | 188.62
287603 | NTC-sensor | 29.04
287606 | Sensor - NTC | 11.41
287607 | Sensor - NTC | 15.33
287712 | Potentiometer | 38.54
288412 | Cable tie (2.5 x 98 mm) | 0.81
288414 | Cable tie | 0.81
289316 | Blast tube | 268.69
289318 | Mixing tube | 145.2
289319 | Blast tube | 544.16
289321 | Blast tube | 803.34
289479 | Supporting panel | 86.85
289480 | Supporting panel | 86.85
289481 | Supporting panel | 86.85
289482 | Supporting panel | 94.99
289483 | Supporting panel | 94.99
289484 | Supporting panel | 94.99
289485 | Supporting panel | 94.99
289486 | Supporting panel | 101.78
289487 | Supporting panel | 108.56
289592 | Socket | 101.78
289593 | Socket | 86.85
289656 | Fuel-oil heater | 108.56
289657 | Fuel-oil heater | 108.56
289658 | Fuel-oil heater | 392.17
289659 | Fuel-oil heater | 253.76
289721 | Distance holder | 2.68
289730 | Clip for cables | 0.81
289764 | Spacer | 31.75
289767 | Spacer | 4.58
289775 | Spacer, (x1) | 31.75
289776 | Spacer, 125-360 | 31.75
289778 | Spacer (PK4) | 12.99
289781 | Spacer | 13.71
289802 | Tie rod | 1.53
289803 | Tie rod | 5.36
289814 | Fuel-oil heater | 283.61
290171 | Burner nozzle (170) | 7.63
290210 | Burner nozzle (210) | 13.71
290250 | Burner nozzle (250) | 13.71
290280 | Burner nozzle (280) | 10.72
290705 | Handle, blue | 44.24
290706 | Handle, red | 44.24
290809 | Clip, NTC/STB, (x5) | 47.22
290811 | Clip (PK4) | 3.05
290812 | Clip | 1.9
291201 | Injector, 1.35, (x6) | 5.36
291202 | Injector, 1.18, (x12) | 8.41
291203 | Injector, 0.72, (x12) | 9.16
291204 | Injector, 1.30, (x14) | 9.16
291207 | Injector, 1.45, (x14) | 7.63
291208 | Injector, 1.50, (x14) | 8.41
291213 | Injector, 0.76, (x14) | 11.47
291221 | Burner nozzle, kit of 14 | 9.16
291223 | Burner nozzle, kit of 14 | 11.47
292208 | Ring | 6.89
292211 | Binding ring | 12.21
292212 | Double nut | 3.87
292222 | Half ring | 3.87
292232 | Ring | 3.87
292233 | Ring (PK2) | 3.87
292234 | Adjusting ring / secondary air | 145.2
294028 | Door | 77.35
294029 | Door holder | 3.87
295131 | Upper part | 35.42
295166 | Battery casing | 14.52
295216 | Casing | 77.35
295248 | Casing | 35.42
295249 | Casing | 50.48
295259 | Casing | 69.21
295260 | Casing | 50.48
295268 | casing | 223.91
295292 | Switch box, casing | 69.21
295301 | Printed circuit | 55.09
295306 | Casing | 59.44
295308 | Casing | 38.54
295311 | Front cover (platinum) | 94.99
295315 | Casing | 41.25
295400 | Insulation | 38.54
295401 | Insulation | 44.24
295402 | Insulation | 47.22
295403 | Insulation | 35.42
295404 | Insulation, burner right/left | 16.69
295405 | Insulation, burner right/left | 9.16
295406 | Insulation, burner right | 23.2
295407 | Isolation | 31.75
295408 | Insulation, burner right | 35.42
295409 | Insulation, burner right | 38.54
295410 | Insulation, burner right | 38.54
295411 | Insulation, burner right | 55.09
295412 | Insulation, burner right | 69.21
295413 | Insulation, burner right/left | 11.47
295414 | Insulation | 18.18
295415 | Insulation | 31.75
295416 | Fastening set burner isolation | 6.07
295418 | Burner plate | 283.61
295419 | Burner plate | 283.61
295420 | Burner plate | 297.18
295421 | Burner plate | 297.18
295422 | Burner plate | 360.96
295423 | Burner plate | 360.96
295424 | Burner plate | 392.17
295425 | Burner plate | 392.17
295426 | Burner plate | 283.61
295427 | Burner plate | 283.61
295428 | Burner plate | 297.18
295429 | Burner plate | 297.18
295430 | Burner plate | 360.96
295431 | Burner plate | 360.96
295432 | Burner plate | 360.96
295433 | Burner plate | 392.17
295434 | Burner tube | 77.35
295435 | Burner tube | 55.09
295436 | Flue collector fastening set | 9.16
295437 | Gas section | 1260.65
295438 | Servo-drive | 253.76
295449 | Gas connection tube | 44.24
295450 | Gas connection tube | 94.99
295460 | Gas connection tube | 94.99
295461 | Gas connection tube | 122.13
295462 | Gas connection tube | 90.92
295473 | Gas section | 841.34
295476 | Gas section | 956.69
295477 | Gas section | 1110.03
295478 | Gas pressure regulator (3-20mbar) | 202.19
295479 | Gas pressure regulator (4-37mbar) | 188.62
295480 | Stop valve L.P.G. | 122.13
295485 | Pilot burner | 122.13
295501 | Distributor tube fastening set | 19.54
295502 | Flow restrictor panel set | 41.25
295503 | Distributor tube | 86.85
295504 | Distributor tube | 86.85
295505 | Distributor tube | 86.85
295506 | Distributor tube | 94.99
295507 | Distributor tube | 108.56
295508 | Distributor tube | 86.85
295509 | Distributor tube | 94.99
295510 | Distributor tube | 101.78
295511 | End section, left | 283.61
295512 | End section, right | 283.61
295513 | Central boiler section | 238.83
295514 | Nipple, (x2) | 11.47
295515 | Tie rod | 7.63
295516 | Tie rod | 9.16
295517 | Tie rod | 9.16
295518 | Tie rod | 11.47
295519 | Tie rod | 12.21
295520 | Tie rod | 12.99
295521 | Tie rod | 13.71
295522 | Tie rod | 16.69
295535 | Basic printed circuit | 253.76
295536 | Basic printed circuit, additional module | 69.21
295539 | Harness low voltage | 26.19
295540 | Harness servo-drive | 64.32
295541 | Harness burner | 130.27
295542 | Harness burner | 41.25
295543 | Harness basic printed circuit | 11.47
295544 | Cable gas pressure monitor | 31.75
295548 | Display | 77.35
295549 | Harness, lpg section | 283.61
295550 | Harness lpg section | 86.85
295552 | Flue gas temperature control | 23.2
295553 | Flue gas temperature sensor replacement | 11.47
295557 | Insulation, boiler section | 283.61
295558 | Insulation, boiler section | 297.18
295559 | Insulation, boiler section | 360.96
295560 | Insulation, boiler section | 419.31
295561 | Insulation, boiler section | 419.31
295562 | Insulation, boiler section | 514.3
295563 | Insulation, boiler section | 480.38
295564 | Insulation, boiler section | 572.65
295565 | Insulation | 283.61
295566 | Insulation | 283.61
295567 | Insulation | 283.61
295568 | Insulation | 297.18
295569 | Insulation | 360.96
295570 | Insulation | 392.17
295571 | Insulation | 449.17
295572 | Insulation | 480.38
295582 | Pilot burner LPG pipes up to 115 kW | 122.13
295583 | Pilot burner LPG pipes from 130 kW | 122.13
295586 | Tube | 90.92
295590 | Heat exchanger set | 90.92
295591 | Heat exchanger fastening set | 50.48
295816 | Anode | 59.44
295817 | Anode, 1 1/4 | 59.44
295821 | Anode, G1, L=315 | 27.69
295826 | Anode, L=260 | 31.75
295827 | Anode, L=515 mm | 38.54
295829 | Anode (PK2) | 145.2
295833 | Anode (PK2) | 130.27
295836 | Anode | 35.42
295837 | Anode | 44.24
295845 | Anode | 82.78
295846 | Anode, G1, L=487 | 55.09
295847 | Anode, G1, L=612 | 65.59
295848 | Anode, G1, L=762 | 69.21
295849 | Anode | 77.35
295852 | Anode (G1 x 26 x 617) | 59.44
295853 | Anode, G1x26x742 | 44.24
295854 | Anode (G1 x 26 x 932) | 50.48
296885 | Bottom plate | 35.42
296886 | Bottom plate | 55.09
296887 | Bottom plate | 55.09
296888 | Bottom plate | 59.44
296889 | Bottom plate | 69.21
296890 | Bottom plate | 77.35
296891 | Bottom plate | 16.69
296892 | Bottom plate | 16.69
296893 | Bottom plate | 18.18
296894 | Bottom plate | 23.2
296895 | Bottom plate | 19.54
296896 | Bottom plate | 29.04
296898 | Bottom plate | 26.19
296899 | Bottom plate | 31.75
297004 | Brush, 600x150x15x40 mm | 10.48
297008 | Cleaning brushes | 69.21
297930 | Top plate front | 16.69
297931 | Top plate (rear) | 59.44
297932 | Top cover plate | 253.76
297934 | Cover plate | 69.21
297935 | Cover plate | 122.13
298028 | Inside plate | 94.99
298029 | Inside plate | 2.68
298030 | Inside plate | 3.05
298031 | Inside plate | 130.27
298032 | Inside plate | 137.06
298033 | Inside plate | 153.34
298057 | Inside plate | 202.19
298058 | Inside plate | 153.34
298059 | Inside plate | 238.83
298650 | Inside plate | 31.75
298652 | Inside plate | 31.75
298654 | Inside plate | 35.42
298732 | Plate | 101.78
299009 | Holding angle | 13.71
299031 | Front holding angle | 26.19
299032 | Front holding angle | 59.44
299033 | Front holding angle | 59.44
299034 | Front holding angle | 59.44
299035 | Front holding angle | 69.21
299036 | Front holding angle | 26.19
299037 | Front holding angle | 26.19
299038 | Front holding angle | 31.75
299039 | Front holding angle | 44.24
299052 | Rear holding angle | 26.19
299081 | Strip | 26.19
299504 | Socket, VRC 9573 | 223.91
299517 | Socket | 12.21
299518 | Supporting panel | 55.09
299519 | Supporting panel | 31.75
299834 | Sealing strip | 13.71
299835 | Sealing strip | 12.99
299836 | Sealing strip | 13.71
299837 | Sealing strip | 1.15
299838 | Sealing strip | 77.35
299841 | Sealing strip | 108.56
299842 | Sealing strip | 108.56
299843 | Sealing strip | 108.56
299844 | Sealing strip | 108.56
299846 | Sealing strip | 69.21
299848 | Sealing strip | 77.35
299849 | Sealing strip | 77.35
299850 | Sealing strip | 21.44
299851 | Sealing strip | 101.78
299852 | Sealing strip | 108.56
299853 | Sealing strip | 69.21
299890 | Silicone profile seal | 47.22
299921 | Packing | 31.75
299922 | Packing | 35.42
299923 | Packing | 38.54
300641 | Control, VRT 390 | 268.69
300669 | VRC FBR1 (f. VRC 520s, 523s, 524s) | 108.56
300842 | MODULE 1 MIX.VALVE CONTR. | 223.91
304818 | CW/WW-connection atmoMAG-in the wall | 47.22
304825 | Connection kit cw/ww | 77.35
306751 | VRC BM2 (f. VRC 524s) | 449.17
306755 | Control, VRC 524s | 544.16
306756 | VRC BM2 east (f. VRC 524s) | 449.17
306757 | VRC MC2 (VRC 523s, 524s) | 480.38
306801 | Flue gas temperature monitor, ecoCRAFT | 90.92
307071 | VWZ 3 ES (Elektro-ZH f. Speicher) | 360.96
307076 | VWZ 3 EE (ZH f. comfort u. pro Serie) | 572.65
307078 | VWZ 30 SV Anlaufstrombegrenzer | 392.17
307083 | expansion electronics cooling VWZ EK | 689.36
307087 | VWZ SF (Fernversteller f.pro Serie) | 202.19
308400 | VWZ LA 50, air duct set, inlet | 956.69
308401 | VWZ LA 100, air duct set, outlet | 1070.67
308402 | VWZ LE 50, air duct set, intlet | 1260.65
308403 | VWZ LA 90, air duct set, outlet | 877.98
308404 | VWZ LEK, air duct set, inlet, cone | 1413.99
308405 | VWZ LAV 100, air duct set, outlet | 607.94
308406 | VWZ GE, weather protection grid, inlet | 572.65
308407 | VWZ GA, weather protection grid, outlet | 419.31
308409 | VWZ LM, mounting rail set | 44.24
308410 | VWZ LAO, Side panel, no opening | 137.06
311811 | Conversion kit of H | 90.92
311812 | Conversion kit of H | 44.24
311813 | Conversion kit of L | 44.24
311814 | conversion kit of L | 77.35
311816 | Conversion kit of PB | 69.21
311817 | Conversion kit of L | 44.24
311818 | conversion kit of L | 90.92
311821 | Conversion kit of H | 44.24
311822 | Conversion kit of H | 77.35
336022 | Kit of hoses | 202.19
336035 | Sensor kit 3 parts 2. heating circuit AB | 115.35
336036 | Relay to activate cylinder charge pump | 175.05
336100 | Pump group return version A, B | 803.34
336110 | Pump group heating circuit version A, B | 803.34
336130 | Gas connection hose, 1000 mm | 153.34
336139 | Absorption damper | 14.52
336200 | Cable tie, heat resistant, (x100) | 59.44
336201 | Pliers Momo-Controller | 44.24
336202 | USB adapter | 41.25
336348 | Null modem cable RS 232 | 18.18
336350 | Key | 7.63
33ACC0090 | SCHEDA ELETTRICA RT 1 | 175.05
3400922 | 3400922 CONDENSADOR 6MF | 47.22
3401005 | Control box, Rt 3 | 268.69
3401182 | Printed circuit board RT 2000 | 223.91
3401420 | Temperature limiter, Klixon | 115.35
3401694 | Printed circuit board, module rt 2001 | 202.19
3401695 | Printed circuit board RT-Combi 2001 | 223.91
3401723 | Printed circuit board | 253.76
3401729 | Capacitor | 160.13
3402387 | COMPRESSEUR 04'SDHE085 | 607.94
3402409 | Fan propeller | 94.99
3402449 | Circlip, 4 way valve | 44.24
3402460 | Printed circuit board | 253.76
3402498 | ELECTRONICA RE-2003F (085ECO) | 253.76
3402568 | ROB.3/8" 105EHO | 38.54
3451107 | Filter, filter dryer | 130.27
3451109 | FILTRO DESHIDRATADOR | 175.05
3451544 | Printed circuit board, main | 188.62
3451590 | 3451590 CONJUNTO DE SILENT BLOCKS | 94.99
3451644 | Damper (silent block) | 77.35
3451690 | 3451690 FILTRINA | 5.36
3451738 | Fan shaft bearing | 19.54
3451776 | Sensor | 26.19
3451778 | Filter, air cleaning, with support | 15.33
3451781 | Motor, fan | 23.2
3451782 | Motor, fan | 69.21
3451786 | Transformer | 26.19
3451787 | Fan, tangential | 23.2
3451795 | Sensor, temperature | 26.19
3451808 | CONDENSATORE DEL COMPRESSORE | 55.09
3451824 | GRIGLIA | 35.42
3451829 | Handle, right | 41.25
3451834 | Catch, grille | 9.94
3451839 | Fan propeller | 82.78
3451846 | Condensateur ventilateur | 38.54
3451853 | 3451853 ASA DERECHA | 35.42
3451876 | Printed circuit board | 175.05
3452017 | Filter, air | 29.04
3452019 | Printed circuit board | 188.62
3452023 | Receiver | 29.04
3452065 | Capacitor, compressor | 38.54
3452067 | Capacitor, fan | 35.42
3452073 | Fan propeller | 77.35
3452074 | Fan propeller | 82.78
3452076 | Compressor | 283.61
3452078 | Compressor | 449.17
3452090 | 3452090 BOCA BANDEJA DESAGUES | 50.48
3452109 | Motor, fan | 108.56
3452124 | Printed circuit board | 108.56
3452126 | Printed circuit board | 108.56
3452130 | Receiver | 26.19
3452147 | Plate, protection | 38.54
3452161 | Valve | 26.19
3452174 | Valve, liquid service | 29.04
3452176 | Valve | 38.54
3452178 | Printed circuit board | 202.19
3452189 | COUVERC.RACC.U.EXT.026EHWI | 38.54
3452193 | Capacitor, fan | 55.09
3452197 | Motor, fan | 175.05
3452225 | PCB | 12.99
3452233 | Capacitor | 64.32
3452239 | Sensor, coil | 44.24
3452258 | Filter, air cleaning, with support | 23.2
3452268 | Heating element, resistor | 77.35
3452300 | Remote control | 82.78
3452307 | Printed circuit board | 160.13
3452312 | Motor, fan | 101.78
3452323 | Capacitor, compressor | 41.25
3452328 | CONTATTORE | 153.34
3452335 | Sensor, coil | 31.75
3452365 | Sensor, temperature | 41.25
3452366 | Sensor | 38.54
3452383 | LEFT HANDLE | 35.42
3452401 | Printed circuit board, secondary board | 392.17
3452411 | Printed circuit board | 268.69
3452414 | Sensor, condenser + temperature | 26.19
3452428 | PANNELLO INDICATORE LEDS | 23.2
3452434 | PCB | 160.13
3452436 | Filter, air cleaning | 38.54
3452437 | Filter, air | 41.25
3452438 | Guide plate (deflector), kit of 2 | 44.24
3452440 | Motor, stepping motor | 77.35
3452443 | Grille, front | 82.78
3452444 | IONIZER | 59.44
3452449 | COIL | 188.62
3452453 | PCB | 160.13
3452455 | PCB | 122.13
3452468 | Sensor, defrosting | 55.09
3452469 | Sensor, Discharge | 35.42
3452481 | 4-Way Valve Set | 69.21
3452497 | COMPRESSOR'S CONDENSER | 50.48
3452501 | Motor, fan | 115.35
3452502 | Motor, fan | 130.27
3452529 | Electronics, diode | 31.75
3452538 | TOP COVER | 50.48
3452548 | TRANSFORMER | 86.85
3452549 | Capacitor, fan | 29.04
3452551 | Motor, fan | 283.61
3452552 | Fan propeller | 69.21
3452554 | COIL | 202.19
3452559 | PCB, main | 175.05
3452565 | Discharge sensor | 55.09
3452566 | PIPE SENSOR | 55.09
3452567 | RETURN SENSOR | 55.09
3452568 | DEFROSTING SENSOR | 55.09
3452574 | Fan, motor | 202.19
3452581 | TOP COVER | 50.48
3452613 | 3452613 CONDENSADOR 4 MF | 64.32
3452616 | Motor, ventilator | 283.61
34V9000026 | COPERCHIO ASA | 44.24
34V9000037 | Fan propeller | 82.78
34V9000492 | CONDENS. COMP. SDC 050 | 59.44
34V9000702 | CIRCUITO VERDE U.EXT. SDH | 283.61
416000002 | Printed circuit (set) | 268.69
416000003 | Cable connector (set) | 31.75
416000004 | Casing | 59.44
416213 | Gas section | 283.61
426766 | Gas section | 115.35
429549 | Gas section | 253.76
432867 | Thermistor assembly | 23.2
432868 | Thermostat, dom hot water - high limit | 9.16
432869 | Thermostat, central heating over heat | 21.44
432870 | Gas section | 283.61
448325 | Insulation plate | 9.16
454316 | safty clip | 0.81
454335 | Aluminium adhesive tie | 2.31
454531 | Insulation | 29.04
454532 | Insulation | 31.75
454533 | Insulation | 50.48
454695 | Flat round screw | 0.81
455628 | Flue gas connection | 55.09
455629 | Flue gas connection | 77.35
455630 | Flue gas connection | 55.09
455834 | Burner plate | 59.44
455835 | Insulation plate | 12.21
455837 | Cleaning cover, left | 153.34
455838 | Cleaning cover, right | 153.34
455841 | Insulation plate, left | 19.54
455852 | Tie rod | 9.94
455853 | Tie rod | 44.24
455854 | Tie rod | 15.33
455855 | Tie rod | 38.54
455856 | Tie rod | 16.69
455857 | Tie rod | 23.2
455858 | Tie rod | 23.2
455860 | Back panel | 130.27
455862 | Insulation | 64.32
455864 | Cover plate | 77.35
455865 | Cover plate | 122.13
455866 | Cover plate | 101.78
455867 | Cover plate | 122.13
455868 | Cover plate | 130.27
455869 | Cover plate | 137.06
455870 | Cover plate | 153.34
455879 | Installation accessories | 1.53
455881 | Side panel, left | 108.56
455882 | Side panel, left | 130.27
455883 | Side panel, left | 153.34
455884 | Side panel, left | 160.13
455885 | Side panel, left | 18.18
455886 | Side panel, left | 253.76
455887 | Side panel, left | 122.13
455889 | Side panel, right | 108.56
455890 | Side panel, right | 153.34
455891 | Side panel, right | 153.34
455892 | Side panel, right | 160.13
455893 | Side panel, right | 175.05
455894 | Side panel, right | 188.62
455895 | Side panel, right | 223.91
455904 | Front cover | 223.91
455906 | Insulation | 59.44
455908 | Heat insulation | 101.78
455909 | Heat insulation | 122.13
455910 | Heat insulation | 3.05
455911 | Heat insulation | 153.34
455912 | Heat insulation | 175.05
455913 | Heat insulation | 449.17
455914 | Heat insulation | 223.91
457715 | Insulation plate, right | 19.54
457871 | Flue gas duct connection (D 225) | 59.44
457874 | Flue gas duct connection (D 250) | 55.09
457875 | Socket piece | 44.24
457883 | Flue gas duct connection (D 280) | 94.99
457884 | Socket piece (D 200) | 59.44
457885 | Cover plate | 16.69
457886 | Flue gas duct connection (D 325) | 77.35
457887 | Socket piece (D 225) | 55.09
457888 | Cover plate | 5.36
458151 | Insulation | 31.75
458152 | Insulation | 64.32
458153 | Insulation | 101.78
458218 | Holding angle | 21.44
458920 | Holding angle | 55.09
458921 | Holding angle | 31.75
459028 | Holding angle | 4.58
459032 | Angle | 26.19
459204 | Connection piece | 122.13
459761 | Insulation plate, left | 26.19
459762 | Insulation plate, right | 26.19
459852 | Insulation plate, left | 11.47
459853 | Insulation plate, right | 12.21
459900 | End section, left | 572.65
459901 | End section, right | 160.13
459902 | Central boiler section | 160.13
460383 | Drain screw | 6.89
460896 | Burner nozzle | 10.72
461056 | Central boiler section | 917.33
461504 | Draft diverter | 160.13
461853 | Insulation | 31.75
463073 | Pipe conduit | 15.33
463145 | Connector | 59.44
463146 | Connector | 137.06
463147 | Connection piece | 392.17
463148 | Elbow | 223.91
490058 | Wing nut | 0.81
490223 | Threaded pin | 0.81
490409 | Lens head screw | 0.81
490611 | Threaded pin | 0.81
492032 | Washer | 0.81
492064 | Hexagon nut DIN 934- | 0.81
492081 | Threaded pin | 0.81
492112 | Spring washer | 0.81
492147 | Lens head screw | 0.81
492226 | Screw | 0.81
492304 | Disc, 5,3-ST-A3G | 0.81
492398 | Tee head bolt | 1.9
492420 | Double nipple, pipe | 3.05
500046 | Screw | 0.81
509000 | Sensor | 35.42
509001 | Sensor | 35.42
509002 | Temperature limiter | 108.56
509003 | Rose | 16.69
509005 | Foil control panel | 47.22
509007 | Foil control panel | 47.22
509008 | Hinge (PK2) | 59.44
509009 | Lock | 29.04
509010 | Side panel, right | 137.06
509011 | Side panel, left | 137.06
509012 | Front cover | 223.91
509013 | Side panel, right | 137.06
509014 | Side panel, left | 137.06
509015 | Front cover | 392.17
509016 | Front cover | 360.96
509017 | Front cover | 297.18
509018 | Front cover | 449.17
509019 | Control | 803.34
509026 | Casing | 188.62
509057 | Cover | 69.21
509058 | Top cover | 59.44
509061 | Cover | 223.91
509062 | Hose | 153.34
509063 | Hose, flexible metal hose | 175.05
509064 | Hose 671 mm | 86.85
509119 | Connection piece, brass | 77.35
509120 | Gasket, (x10) | 9.16
509121 | Gasket, (x10) | 11.47
509122 | Air inlet duct | 69.21
509127 | Cable tree | 38.54
509142 | Support | 21.44
509143 | Connection piece (brass) | 35.42
509145 | Cable tree | 41.25
509154 | Burner cover | 392.17
509155 | Gas section | 253.76
509156 | Gas connection tube | 101.78
509157 | Burner nozzle H-Gas G20 6.9, kit of 2 | 23.2
509158 | Burner nozzle L-Gas G25 7.7, kit of 2 | 23.2
509182 | Printed circuit | 253.76
509228 | Pressure relief valve | 31.75
509229 | Flow switch conduction | 16.69
509230 | Flow switch conduction | 16.69
509241 | Limiter 8.7l/min | 6.07
509264 | Ignition transformer | 59.44
509265 | Cable tree | 31.75
509267 | Connection tube | 11.47
509269 | Spacer | 12.99
509287 | Water deficiency valve | 10.72
509288 | Gas section | 153.34
509297 | Accessory kit | 31.75
509496 | Support for bottom plate 65 KW | 55.09
509497 | Support for bottom plate 75 KW | 59.44
509498 | Support for bottom plate 85 KW | 59.44
509499 | Support for bottom plate 100/105 KW | 69.21
509500 | Support for bottom plate 115 KW | 69.21
509501 | Support for bottom plate 130 KW | 77.35
509502 | Support for bottom plate 150 KW | 77.35
509503 | Support for bottom plate 165 KW | 86.85
509504 | Bottom plate 65 KW | 69.21
509505 | Bottom plate 75 KW | 69.21
509506 | Bottom plate 85 KW | 86.85
509507 | Bottom plate 100/105 KW | 86.85
509508 | Bottom plate, 115 KW | 86.85
509509 | Bottom plate 130 KW | 94.99
509510 | Bottom plate 150 KW | 101.78
509511 | Bottom plate 165 KW | 108.56
509512 | Bottom protection 65 KW | 55.09
509513 | Bottom protection 75 KW | 59.44
509514 | Bottom protection 85 KW | 59.44
509515 | Bottom protection 100/105 KW | 69.21
509516 | Bottom protection 115 KW | 69.21
509517 | Bottom protection 130 KW | 77.35
509518 | Bottom protection 150 KW | 86.85
509519 | Bottom protection 165 KW | 86.85
509520 | Foot, 65 kW | 122.13
509521 | Foot, 75 kW | 122.13
509522 | Foot, 85 kW | 130.27
509523 | Frame, 105 kW | 137.06
509524 | Frame, 115 kW | 153.34
509525 | Frame, 130 kW | 160.13
509526 | Frame, 150 kW | 153.34
509527 | Frame, 165 kW | 160.13
509528 | Holding plate for gas connection tube | 16.69
509529 | Pilot burner tube, ...115 kW | 35.42
509530 | Pilot burner tube, 130 kW...165 kW | 29.04
509531 | Divider 65 KW | 86.85
509532 | Divider 75 KW | 86.85
509533 | Divider 85 KW | 94.99
509534 | Divider 105 KW | 94.99
509535 | Divider 115 KW | 108.56
509536 | Divider 130 KW | 108.56
509537 | Divider 150 KW | 122.13
509538 | Divider 165 KW | 130.27
509539 | Console, left | 19.54
509540 | Console, right | 19.54
509541 | Side panel | 101.78
509542 | Back panel, 65 KW | 69.21
509543 | Back panel, 75 KW | 77.35
509544 | Back panel, 85 KW | 86.85
509545 | Back panel, 105 KW | 94.99
509546 | Back panel, 115 KW | 101.78
509547 | Back panel, 130 KW | 108.56
509548 | Back panel, 150 KW | 108.56
509549 | Back panel, 165 KW | 130.27
509550 | Back panel, left | 21.44
509551 | Back panel, right | 23.2
509552 | Support 65 kW | 77.35
509553 | Support 75 kW | 86.85
509554 | Support 85 kW | 86.85
509555 | Support 105 kW | 86.85
509556 | Support 115 kW | 94.99
509557 | Support 130 kW | 94.99
509558 | Support 150 kW | 101.78
509559 | Support 165 kW | 101.78
509560 | Front supporting panel 65 KW | 69.21
509561 | Front supporting panel 75 KW | 69.21
509562 | Front supporting panel 85 KW | 69.21
509563 | Front supporting panel 105 KW | 77.35
509564 | Front supporting panel 115 KW | 86.85
509565 | Front supporting panel 130 KW | 86.85
509566 | Front supporting panel 150 KW | 94.99
509567 | Front supporting panel 165 KW | 94.99
509568 | Cover 65 kW | 122.13
509569 | Cover 75 kW | 130.27
509570 | Cover 85 kW | 153.34
509571 | Cover 105 kW | 153.34
509572 | Cover 115 kW | 160.13
509573 | Cover 130 kW | 153.34
509574 | Cover 150 kW | 160.13
509575 | Cover 165 kW | 175.05
509576 | Front panel 65 kW | 153.34
509577 | Front panel 75 kW | 160.13
509578 | Front panel 85 kW | 153.34
509579 | Front panel 105 kW | 160.13
509580 | Front panel 115 kW | 175.05
509581 | Front panel 130 kW | 188.62
509582 | Front panel 150 kW | 188.62
509583 | Front panel 165 kW | 223.91
509584 | Draft diverter, 65 kW | 108.56
509585 | Draft diverter, 75 kW | 122.13
509586 | Draft diverter, 85 kW | 137.06
509587 | Draft diverter, 105 kW | 130.27
509588 | Draft diverter, 115 kW | 188.62
509589 | Draft diverter, 130 kW | 137.06
509590 | Draft diverter, 150 kW | 153.34
509591 | Draft diverter, 165 kW | 153.34
509592 | Condensing collector, 65 kW | 153.34
509593 | Condensing collector, 75 kW | 153.34
509594 | Condensing collector, 85 kW | 153.34
509595 | Condensing collector, 105 kW | 160.13
509596 | Condensing collector, 115 kW | 188.62
509597 | Condensing collector, 130 kW | 223.91
509598 | Condensing collector, 150 kW | 253.76
509599 | Condensing collector, 165 kW | 360.96
509661 | Solar collector VFK 2,0/2 | 1260.65
509662 | Solar collector VFK 990 | 1376
509663 | Support kit | 94.99
509683 | Adapter | 6.7
509684 | Connection | 29.04
509685 | Screw, (x10) | 3.87
509694 | Fastening kit (flat roofs) | 130.27
509696 | Connection hose | 101.78
509697 | Ignition electrode | 23.2
509698 | Pressure switch 29,5 bar | 77.35
509699 | Front cover | 360.96
545076 | Heating element | 122.13
545271 | Charge regulator | 108.56
545406 | Dämmmatte, oben innen 20 x 362 x 390 | 175.05
545407 | Dämmmatte, hinten 15x362x492 | 175.05
545408 | Dämmmatte, vorne 15 x 362 x 462 | 160.13
545409 | Dämmmatte, oben außen 15 x 390 x 445 | 160.13
545410 | Insulation mat | 160.13
545411 | Micro mat, top, 20x334x360 | 202.19
545412 | Micro-Matte lks./re. 20x320x442 | 202.19
545413 | Micro-Matte vorn u. hinten 20x320x442 | 175.05
545414 | Housing | 0.81
545448 | Decalcifying set | 15.33
545449 | Cover | 108.56
545450 | Cover | 108.56
545451 | Cover | 108.56
545452 | Cover | 130.27
545453 | Cover | 188.62
545454 | Cover | 188.62
545455 | Cover,insulation mat | 137.06
545456 | Cover,insulation mat | 137.06
545457 | Cover,insulation mat | 153.34
545458 | Cover,insulation mat | 160.13
545459 | Cover,insulation mat | 188.62
545460 | Cover,insulation mat | 188.62
545461 | Side panel, left | 108.56
545462 | Side panel, right | 153.34
545463 | Caps (kit) | 31.75
545464 | Front cover | 188.62
545465 | Front cover | 188.62
545466 | Front cover | 188.62
545467 | Front cover | 223.91
545468 | Front cover | 223.91
545469 | Front cover | 223.91
545470 | Front cover incl. insulation mat | 130.27
545471 | Front cover incl. insulation mat | 160.13
545472 | Front cover incl. insulation mat | 175.05
545473 | Front cover incl. insulation mat | 223.91
545474 | Front cover incl. insulation mat | 253.76
545475 | Front cover incl. insulation mat | 268.69
545476 | Back panel,incl. insulation mat | 94.99
545477 | Back panel,incl. insulation mat | 122.13
545478 | Back panel,incl. insulation mat | 115.35
545479 | Back panel,incl. insulation mat | 160.13
545480 | Back panel,incl. insulation mat | 188.62
545481 | Back panel,incl. insulation mat | 253.76
545482 | Side panel, incl. insulation mat | 50.48
545483 | Side panel, incl. insulation mat | 44.24
545484 | Side panel, incl. insulation mat | 19.54
545485 | Insulation mat (914x187x65) | 26.19
545486 | Insulation mat (594x187x65) | 41.25
545487 | Insulation mat (409.5x187x65) | 26.19
545488 | Insulation mat (375,5x187x65) | 23.2
545489 | Insulation mat (583,5x187x65) | 41.25
545490 | Insulation mat (550,5x187x65) | 29.04
545491 | Air intake grille | 59.44
545492 | Air intake grille | 59.44
545493 | Air intake grille | 69.21
545494 | Air intake grille | 86.85
545495 | Air intake grille | 69.21
545496 | Air intake grille | 77.35
545497 | Grille | 77.35
545498 | Grille | 86.85
545499 | Grille | 94.99
545500 | Grille | 94.99
545501 | Grille | 101.78
545502 | Grille | 122.13
545503 | Electronic regulator | 175.05
545504 | Connection line | 15.33
545505 | Connection line | 9.94
545506 | Sensor PT 500 | 47.22
545507 | Connection line AC/DC | 9.94
545510 | Regulator 113 C | 115.35
545515 | Temperature regulator 60 C | 29.04
545516 | Temperature regulator 138 C | 31.75
545518 | Terminal strip | 41.25
545519 | Heating element 330W | 77.35
545520 | Heating element 500W | 86.85
545521 | Heating element 666W | 86.85
545522 | Heating element 833W | 86.85
545523 | Heating element 1000W | 175.05
545524 | Heating element 1167W | 101.78
545525 | Flu fan | 223.91
545526 | Flu fan | 223.91
545527 | Fan compartment | 94.99
545528 | Fan compartment | 94.99
545529 | Lüfterschublade | 101.78
545530 | Fan compartment | 108.56
545531 | Lüfterschublade | 137.06
545532 | Fan compartment | 137.06
545534 | Bimetal spring | 12.21
545535 | Switch | 26.19
545536 | Potentiometer | 23.2
545537 | Sensor | 21.44
545538 | Connection line | 9.94
545539 | Connection line | 15.33
545541 | Regulator | 188.62
545542 | Condenser | 21.44
545543 | Switch | 26.19
545544 | Fastening kit, back-up heater | 101.78
545545 | Heat exchanger 350 Watt, 230 V | 77.35
545546 | Heat exchanger 500 Watt, 230 V | 77.35
545547 | Heat exchanger 800 Watt, 230 V | 86.85
545548 | Heat exchanger 1000 Watt 230 V | 86.85
545549 | Heat exchanger1200 Watt 230 V | 86.85
545550 | Heat exchanger1500 Watt 230 V | 86.85
545551 | Temperature regulator 50 C | 35.42
545552 | Temperature regulator 113 C | 31.75
545553 | Cover | 122.13
545554 | Cover | 122.13
545555 | Cover | 130.27
545556 | Cover | 137.06
545557 | Cover | 137.06
545558 | Cover | 137.06
545559 | Cover | 137.06
545560 | Cover,insulation mat | 94.99
545561 | Cover,insulation mat | 94.99
545562 | Cover,insulation mat | 108.56
545563 | Cover,insulation mat | 130.27
545564 | Cover,insulation mat | 137.06
545565 | Cover,insulation mat | 188.62
545566 | Cover,insulation mat | 153.34
545567 | Side panel, left | 86.85
545568 | Side panel, right | 86.85
545569 | Front cover | 175.05
545570 | Front cover | 175.05
545571 | Front cover | 175.05
545572 | Front cover | 175.05
545573 | Front cover | 188.62
545574 | Front cover | 223.91
545575 | Front cover | 223.91
545576 | Front cover incl. insulation mat | 153.34
545577 | Front cover incl. insulation mat | 160.13
545578 | Front cover incl. insulation mat | 188.62
545579 | Front cover incl. insulation mat | 223.91
545580 | Front cover incl. insulation mat | 253.76
545581 | Front cover incl. insulation mat | 297.18
545582 | Front cover incl. insulation mat | 360.96
545583 | Back panel,incl. insulation mat | 94.99
545584 | Back panel,incl. insulation mat | 122.13
545585 | Back panel,incl. insulation mat | 153.34
545586 | Back panel,incl. insulation mat | 160.13
545587 | Back panel,incl. insulation mat | 188.62
545588 | Back panel,incl. insulation mat | 253.76
545589 | Back panel,incl. insulation mat | 253.76
545590 | Side panel, incl. insulation mat | 31.75
545591 | Side panel, incl. insulation mat | 21.44
545592 | Side panel, incl. insulation mat | 15.33
545593 | Insulation mat | 19.54
545594 | Insulation mat | 29.04
545595 | Insulation mat | 16.69
545596 | Insulation mat | 16.69
545597 | Insulation mat | 21.44
545598 | Insulation mat | 21.44
545599 | Insulation mat | 16.69
545601 | Air intake grille | 55.09
545602 | Air intake grille | 69.21
545603 | Air intake grille | 77.35
545604 | Air intake grille | 77.35
545605 | Air intake grille | 86.85
545606 | Air intake grille | 94.99
545607 | Air intake grille | 101.78
545608 | Grille | 77.35
545609 | Grille | 86.85
545610 | Grille | 86.85
545611 | Grille | 94.99
545612 | Grille | 101.78
545613 | Grille | 108.56
545614 | Grille | 122.13
545615 | Electronic regulator | 188.62
545621 | Temperature regulator 128 C | 31.75
545622 | Temperature regulator 135°C | 29.04
545624 | Heating element 200W | 35.42
545625 | Heating element 300W | 38.54
545626 | Heating element 400W | 38.54
545627 | Heating element 500W | 86.85
545628 | Heating element 600W | 50.48
545629 | Heating element 700W | 47.22
545630 | Heating element 800W | 59.44
545633 | Fan compartment | 94.99
545634 | Fan compartment | 94.99
545635 | Fan compartment | 94.99
545636 | Fan compartment | 153.34
545637 | Fan compartment | 130.27
545638 | Fan compartment | 137.06
545639 | Fan compartment | 188.62
545649 | Heat exchanger 1500 Watt 230 V | 86.85
545650 | Heat exchanger 1700 Watt, 230 V | 86.85
545651 | Cover plate | 9.94
545652 | Cover plate | 9.94
545653 | Cover plate | 12.21
545654 | Cover plate | 12.21
545655 | Cover plate | 19.54
545656 | Cover plate | 19.54
545657 | Cover plate | 5.36
545658 | Cover plate | 5.36
545659 | Cover plate | 7.63
545660 | Cover plate | 9.94
545661 | Cover plate | 9.94
545662 | Cover plate | 12.21
545663 | Cover plate | 12.21
545664 | Regulator 122 C | 101.78
545678 | Vibration absorber | 55.09
545679 | Vibration absorber | 55.09
545680 | Vibration absorber | 55.09
545681 | Vibration absorber | 55.09
545683 | Continuous flow controller 0-6 l/min | 175.05
545684 | Heat insulation | 130.27
545685 | Heat insulation | 77.35
545686 | Heat insulation | 77.35
545687 | Temperature monitor | 77.35
545688 | Temperature monitor | 16.69
545689 | Turn-switch | 16.69
545690 | Turn-switch | 16.69
545691 | Orifice plate | 94.99
545692 | Heat insulation | 35.42
545693 | Cover | 223.91
545694 | Cover | 223.91
545695 | Side panel, right | 86.85
545696 | Side panel, left | 86.85
545697 | Front cover | 137.06
545698 | Front cover | 160.13
545699 | Grille | 175.05
545700 | Grille | 188.62
545701 | Screw + cover cap | 4.58
545702 | Heating element | 108.56
545703 | Heating element | 77.35
545704 | Fan | 188.62
545705 | Switch | 12.99
545706 | Temperature monitor | 55.09
545707 | Temperature monitor | 9.16
545708 | Resistance | 19.54
545709 | Union nuts, DN = 16mm | 47.22
545710 | Union nuts, DN 20 | 59.44
546229 | Flu fan | 238.83
546230 | Flu fan | 223.91
546235 | Switch | 12.21
546239 | Thermo relay | 41.25
546244 | Heating element 333W, 230V | 55.09
546247 | Heating element 500W, 230V | 55.09
546250 | Heating element 666W, 230V | 59.44
546256 | Heating element 1000W, 230V | 69.21
546264 | Charge regulator | 122.13
546274 | Knob | 12.99
546275 | Sensor PT 500 | 31.75
546276 | Electronic regulator | 175.05
549901 | Side panel, left | 86.85
549902 | Side panel, right | 86.85
549903 | Front cover | 153.34
549904 | Front cover | 160.13
549905 | Cover | 94.99
549906 | Cover | 145.2
549909 | Charge regulator | 223.91
549910 | Control resistance | 21.44
549911 | Temperature monitor | 137.06
549912 | Heating element | 115.35
549913 | Heating element | 122.13
549915 | Fan, right | 223.91
549916 | Fan, left | 202.19
549918 | Knob | 11.47
549921 | Side panel, left | 160.13
549922 | Side panel, right | 160.13
549923 | Front cover | 145.2
549924 | Cover | 419.31
549926 | Bottom covering plate | 94.99
549927 | Temperature sensitive element | 101.78
549928 | Potentiometer (47 kOhm) | 12.99
549929 | Thermo relay | 77.35
549930 | Auf- und Entladeregler | 514.3
549937 | Sensor PT 100 | 108.56
549938 | Heating element | 101.78
549939 | Flu fan | 283.61
549940 | Bimetal spring | 23.2
549941 | Control resistance | 31.75
549942 | Switch | 31.75
549943 | Knob | 15.33
560609 | Front cover | 763.99
560610 | Front cover | 607.94
560611 | Foil control panel | 86.85
560612 | Side panel, right | 607.94
560613 | Side panel, left | 572.65
560614 | Side panel, right | 724.64
560615 | Side panel, left | 724.64
560616 | Back panel | 223.91
560617 | Back panel | 283.61
560618 | Cover | 59.44
560619 | Side panel, right | 283.61
560620 | Side panel, left | 283.61
560621 | Valve actuator | 297.18
560622 | Sensor | 23.2
560623 | Collecting tub | 26.19
560624 | Collecting tub | 153.34
560625 | Security valve | 86.85
560626 | Printed circuit board | 392.17
560627 | Control | 763.99
560652 | Evaporator | 1761.39
560653 | Heat exchanger (superheater) 6-10 kW | 160.13
560654 | Refrigerant buffer | 108.56
560655 | Filter (filter dryer) 6-10 kW | 77.35
560656 | Inspection glass | 38.54
560657 | Valve | 188.62
560658 | Magnet coil | 19.54
560659 | Non-return valve | 16.69
560661 | Low pressure sensor | 122.13
560662 | High pressure switch | 35.42
560663 | Low pressure switch | 82.78
560664 | Crankcase heater | 23.2
560665 | Spring | 3.87
560666 | Valve, Schrader | 6.07
560667 | Fan | 1110.03
560668 | Pump | 202.19
560669 | Valve | 175.05
560671 | Hose | 59.44
560672 | Connection piece | 19.54
560673 | Nut | 14.52
560674 | Contactor, A12-30-01 | 86.85
560675 | Wiring harness | 360.96
560676 | Wiring harness (transducer) | 59.44
560677 | Wiring harness | 21.44
560678 | Terminal | 94.99
560679 | Contactor, A09-30-01 | 55.09
560680 | Thermostat, for backup heater | 94.99
560681 | Capacitor (fan) | 15.33
560682 | Top cover | 223.91
560684 | Top left side panel | 175.05
560685 | Top back panel | 253.76
560686 | Top front panel | 360.96
560687 | Lower side panel | 153.34
560688 | Lower front panel | 253.76
560689 | Lower back panel right | 253.76
560690 | Lower back panel left | 122.13
560693 | Expansion valve 6 kW | 101.78
560694 | Wiring harness | 44.24
560697 | Collecting tub | 101.78
560698 | EMC-filter | 223.91
711576 | Sensor | 26.19
711579 | Sensor | 29.04
711933 | Sensor, hall effect | 26.19
712032 | NTC-sensor | 47.22
712087 | Pressure sensor | 26.19
712088 | Basic plate | 153.34
712152 | NTC sensor, (x10) | 137.06
712224 | three-way-valve | 137.06
712225 | three-way-valve | 137.06
712226 | three-way-valve | 137.06
720899 | Covering plate | 0.81
720987 | Mounting aid black | 0.81
733171 | Flat plug | 0.81
733244 | Ignition cable | 26.19
733287 | Cable tree | 38.54
733514 | Cable tree | 69.21
733632 | Cable connector | 1.15
733725 | Cable connector | 1.53
733726 | Plug connector rest 5 2-pin | 1.15
733727 | Cable connector | 1.53
733731 | Plug connector rest 5 2-pin | 1.53
733734 | Electric plug, Rast 5 3-pole grey | 1.53
733737 | Cable connector | 1.53
733738 | Cable connector | 1.53
733740 | plug connector rest 5 3-pin | 1.53
733741 | Cable connector | 1.53
733743 | Cable connector | 1.53
733744 | Cable connector | 1.53
733745 | Plug connector rest 5 3-pin | 1.53
733746 | Electric plug, Rast 5 3-pole turquoise | 1.53
733748 | Plug connector rest 5 4-pin | 1.53
733749 | Cable connector | 1.9
733750 | Cable connector | 1.9
733753 | Wiring harness | 7.63
733768 | Link (VIH) | 3.05
733869 | Adapter | 7.63
733877 | Connection line | 4.58
734045 | Connection line | 23.2
734046 | Connection line | 11.47
734047 | Connection line | 3.05
734048 | Connection line | 6.07
734049 | Connection line | 29.04
734084 | Fuse inset | 0.81
734391 | Electric plug, Rast 5 2-pole lightblue | 1.53
734773 | Foil control panel | 77.35
734774 | Foil control panel | 77.35
800202 | Fan assembly | 419.31
800256 | Fan assembly | 419.31
800273 | Fan assembly | 360.96
800274 | Fan assembly | 360.96
800276 | Fan assembly | 325.68
800370 | Flow switch conversion kit | 153.34
800441 | Pipe assembly-pilot | 29.04
800442 | Gas section | 153.34
800857 | Gas section | 238.83
800876 | Fan | 419.31
800929 | Gas section | 175.05
801386 | Fan assembly | 419.31
801614 | Flue adaptor | 47.22
801621 | Heat exchanger | 480.38
801622 | Clamp - Heat exchanger | 2.68
801623 | Screw M6X60 | 1.53
801625 | O ring 18 X 3 | 1.15
801626 | O ring 15.6 ID X 2.4 SECT DIA | 0.81
801628 | Flow pipe | 23.2
801630 | Pipe - Return | 29.04
801631 | Burner flange kit | 86.85
801633 | Screw, burner | 1.15
801634 | Gasket, burner | 1.9
801635 | Seal, heat exchanger door | 16.69
801638 | Gasket electrode | 1.53
801639 | Screw electrode | 1.15
801641 | Manifold fan (assembly) | 77.35
801645 | Fan | 175.05
801647 | Venturi plate fan | 9.16
801648 | O-ring for venturi plate | 2.31
801650 | Connector gas valve | 9.94
801651 | M6 washered nut | 1.53
801654 | Zig ignitor bracket | 29.04
801655 | Zig ignitor | 16.69
801656 | Grommet | 3.87
801658 | Seal - Pipe | 3.05
801659 | Retainer - Expansion vessel | 3.87
801662 | Siphon gasket | 3.87
801672 | O ring | 1.15
801675 | Clip 10mm dia | 1.9
801676 | O-ring | 1.15
801679 | Tap | 7.63
801680 | Pipework | 16.69
801682 | Door | 55.09
801685 | Cable seal | 1.9
801688 | Gasket h/e door/mixing arm | 1.9
801689 | Seal fan | 3.87
801690 | Hexagon nut | 1.15
801700 | Screw 4.2x13.5mm | 0.81
801712 | Grommet | 1.9
801722 | Thermistor thermometric | 13.71
801733 | Adaptor clip-heat exchanger | 1.53
801735 | Chassis front | 21.44
801736 | Chassis front seal | 2.68
801739 | Pipe, gas | 15.33
801740 | Gas cock assembly | 77.35
801744 | Gasket plate gas pipe | 3.05
801745 | Sealing plate gas pipe | 14.52
801797 | Gas section | 145.2
801837 | Heat exchanger | 514.3
801872 | Knob | 14.52
801874 | Strap | 4.58
801937 | Heating cock | 18.18
802154 | Low voltage harness | 6.07
802200 | Electrode | 31.75
802220 | Flue pipe concentric | 47.22
802221 | Flue adaptor | 47.22
802225 | Gasket 30x21x2.1 | 1.9
802232 | Bypass | 15.33
802233 | Pipe - Bypass | 31.75
802238 | Polyacetal (pom) gaskets | 1.53
802256 | Ignition lead | 11.47
802270 | Straight adapt | 6.07
810100 | Label 2E/2H G20 20mbar (DE) | 0.81
810101 | Label 2LL/2L G25 20mbar (DE) | 0.81
810107 | Label PB G30/31 50mbar (DE) | 0.81
810225 | Label Propan (PL) | 0.81
810228 | Label PB G30/31 28-37mbar (DE,EN,FR,NL) | 0.81
810229 | Label PB G30/31 28-37mbar (ES,IT,PT,TR) | 0.81
810257 | Label PB/Luft (IT) | 0.81
810262 | Label 2H G20/GZ50 20mbar (PL,RO) | 0.81
902570 | Circuit | 122.13
902573 | Circuit board | 108.56
910323 | Adhesive tape Vaillant | 8.41
950002 | Shower tube | 15.33
950017 | Cap | 4.58
950057 | Upper part of valve | 13.71
950058 | Upper part of valve | 12.21
950071 | Socket | 1.9
950088 | Rose | 2.31
950183 | Reversing cock | 145.2
950210 | Anti-splash device | 1.53
950221 | Diaphragm | 2.68
950247 | Sleeve nut | 4.58
950270 | Sleeve nut | 1.9
961226 | Remote control, VRC 9570 | 153.34
961249 | Remote control, VRC 9569 | 223.91
961271 | Time switch, 1-channel digital VRC 9567 | 188.62
980121 | Gasket | 2.31
980136 | Gasket | 2.31
980137 | Gasket | 0.81
980184 | Washer | 0.81
980210 | Sealing ring | 0.81
980213 | Washer | 1.53
980214 | Washer | 0.81
980224 | Washer | 0.81
980257 | Gasket | 1.15
980270 | Washer | 3.8
980285 | Washer | 18.18
980307 | O-ring | 0.81
980308 | O-ring, (x10) | 1.15
980313 | Washer | 0.81
980325 | Washer | 2.34
980350 | Gasket | 2.31
980365 | Compression ring, (x5) | 31.75
980410 | Compression ring, DN15.2 | 1.19
980424 | Gasket | 0.81
980436 | Gasket | 0.81
980448 | Gasket | 1.53
980460 | Gasket | 0.81
980471 | Gasket | 0.81
980485 | Gasket | 0.81
980486 | Gasket | 0.81
980487 | Gasket | 0.81
980488 | Gasket | 2.31
980603 | Gasket 22mm | 0.81
980615 | Sealing ring silicone (DN 80) | 6.89
980617 | Gasket | 0.81
980618 | Gasket | 0.81
980621 | Gasket | 15.33
980633 | Gasket | 5.36
980639 | Flange joint | 16.69
980640 | Flange joint | 23.2
980645 | Gasket | 0.81
980648 | Flange joint | 23.2
980661 | Gasket | 2.31
980672 | Gasket | 11.47
980676 | Gasket profile | 11.47
980703 | Flange joint | 10.72
980766 | Seal | 0.81
980883 | Gasket | 1.15
980884 | Gasket | 1.9
980891 | Gasket | 1.15
980895 | Flange joint | 55.09
980902 | Gasket | 0.81
980923 | Seal | 3.87
980928 | Gasket | 15.33
980929 | Gasket | 6.07
980930 | Gasket | 12.21
980931 | Gasket | 21.44
980933 | Gasket | 8.41
980934 | Gasket | 5.36
980951 | Gasket | 0.81
980959 | Gasket | 1.15
980973 | Gasket | 0.81
980976 | Gasket | 0.81
980984 | Gasket | 1.53
980985 | Gasket | 4.58
980987 | Gasket | 2.31
980999 | Burner sealing | 12.21
981021 | Gasket kit | 2.31
981022 | Gasket kit | 1.9
981027 | Gasket kit | 90.92
981038 | Flange joint | 18.18
981039 | Gasket kit | 9.16
981045 | Gasket | 3.87
981048 | Gasket kit | 5.36
981049 | Gasket kit | 7.63
981050 | Gasket kit | 31.75
981051 | Gasket kit | 16.69
981052 | Gasket kit | 4.58
981053 | Gasket kit | 12.99
981055 | Gasket kit | 41.25
981060 | Gasket kit | 47.22
981103 | Gasket burner | 3.33
981104 | Gasket | 6.89
981108 | Flange joint | 9.94
981110 | Packing ring | 2.68
981111 | Gasket | 2.68
981119 | Gasket | 59.44
981122 | Gasket | 12.99
981123 | Gasket, (x10) | 4.77
981125 | Gasket, (x10) | 5.71
981128 | Sealing ring, (x10) | 9.5
981129 | Sealing ring, 3/8, (x10) | 7.55
981130 | Sealing ring, (x10) | 5.71
981131 | Gasket | 15.33
981132 | Gasket | 15.33
981133 | Sealing profile (L= 600 mm) | 4.58
981136 | Joint | 50.48
981137 | Flange | 26.19
981140 | Sealing ring, 3/4, (x10) | 3.8
981141 | Sealing ring, (x10) | 2.9
981142 | Sealing ring, (x10) | 3.33
981143 | Sealing ring, (x10) | 1.44
981144 | Sealing ring, (x10) | 2.31
981145 | Sealing ring, (x10) | 2.9
981146 | Sealing ring, (x10) | 3.33
981147 | Sealing ring, (x10) | 2.31
981148 | Gasket, (x10) | 3.05
981149 | Sealing ring, (x10) | 3.33
981150 | Sealing ring, (x10) | 3.33
981151 | O-ring, (x10) | 3.33
981152 | Sealing ring, (x10) | 3.33
981153 | Sealing ring, (x10) | 7.63
981154 | O-ring, (x10) | 3.33
981155 | O-ring, (x10) | 1.44
981156 | Sealing ring, (x10) | 2.68
981157 | Sealing ring, (x10) | 3.87
981158 | O-ring, (x10) | 4.77
981159 | Sealing ring, (x10) | 2.31
981160 | O-ring, (x10) | 2.31
981161 | Sealing ring, (x10) | 2.68
981162 | Sealing ring, (x10) | 4.58
981163 | O-ring, (x10) | 3.33
981164 | Sealing ring, (x10) | 2.31
981165 | O-ring, (x10) | 3.33
981166 | O-ring, (x10) | 2.68
981167 | Gasket, (x10) | 7.63
981168 | Sealing ring, (x10) | 2.31
981169 | Sealing ring, (x10) | 3.05
981170 | O-ring, (x10) | 4.77
981172 | O-ring, (x10) | 3.87
981173 | Sealing ring, (x10) | 2.68
981174 | Sealing ring, (x10) | 2.31
981175 | O-ring, (x10) | 2.68
981176 | O-ring, (x10) | 5.36
981177 | Gasket | 21.44
981178 | Sealing ring, silicone (DN 60) | 11.41
981179 | Sealing ring EPDM (DN 96) | 16.69
981180 | Sealing ring silicone (DN 100) | 16.69
981182 | Gasket | 77.35
981220 | Gasket | 1.9
981227 | Lip seal, DN 80 EPDM | 3.87
981228 | Gasket | 7.63
981232 | Cellular rubber seal | 6.89
981233 | Lip seal, DN 60 EPDM | 9.94
981234 | O-ring, (x10) | 4.77
981235 | O-ring (heat exchanger) | 2.68
981240 | Gasket, inspection cover DN 60 EPDM | 12.99
981241 | Gasket | 21.44
981246 | Gasket (flange) | 21.44
981248 | Packing ring, EPDM, DN 63 | 6.89
981250 | O-ring (with screws) | 3.05
981252 | Packing ring, EPDM (DN 80 x 8 mm) | 6.7
981253 | Sealing ring, DN 80x16 EPDM | 7.63
981254 | Sealing ring, (x10) | 4.77
981256 | Gasket | 15.33
981257 | Gasket | 13.71
981259 | Gasket | 11.47
981260 | Gasket | 3.87
981263 | Gasket (76 x 47) | 12.21
981264 | Gasket silicon (DN 80) | 3.05
981265 | Sealing ring silicone, blue (DN 80) | 11.47
981266 | Sealing ring EPDM (DN 80) | 9.94
981267 | Sealing ring silicone (DN 60) | 3.05
981268 | Gasket | 2.31
981270 | Gasket | 12.99
981271 | Lip seal, DN 125 TPE | 9.16
981272 | O-ring, (x10) | 9.5
981277 | Sealing ring (PK16) | 10.72
981280 | Gasket (collectingsheet 280kW) | 90.92
981283 | Gasket (collectingsheet 240kW) | 86.85
981286 | Gasket (collectingsheet 200kW) | 77.35
981289 | Gasket (collectingsheet 160kW) | 69.21
981292 | Gasket (collectingsheet 120kW) | 64.32
981295 | Gasket (collectingsheet 80kW) | 41.25
981298 | Gasket, (x5) | 41.25
981301 | Gasket (PK10) | 122.13
981304 | Gasket, (x5) | 3.87
981306 | Gasket | 12.21
981307 | Sealing ring, (x10) | 3.87
981311 | O-ring, (x10) | 12.35
981313 | Gasket top/bottom | 3.87
981314 | Gasket left/right | 5.36
981315 | Packing ring (fan) | 6.89
981316 | Gasket, (x10) | 18.18
981317 | Gasket, (x10) | 10.72
981318 | Gasket, (x10) | 1.9
981320 | Sealing ring, (x10) | 19.54
981324 | O-ring (18x3) | 1.9
981325 | O-ring | 1.9
981327 | Gasket burner | 1.53
981329 | Gasket (h/e door inspection) | 2.31
981330 | Gasket electrode | 3.8
981331 | O-ring for venturi plate | 2.68
981332 | Seal, siphon gasket | 2.31
981333 | Seal heatexchanger door / mixing arm | 2.9
981334 | Seal fan | 4.58
981335 | Seal, inner door (1390mm) | 3.05
981336 | Insulation (chassis front) | 1.53
981337 | Gasket gas pipe | 3.05
981339 | Gasket (trap) | 1.53
981342 | Washer | 5.71
981344 | Gasket, (x10) | 4.58
981346 | Gasket | 9.16
981347 | Lip seal, DN 130 EPDM | 15.33
981348 | Seal, washer (24.5 x 18.2mm) | 1.9
981351 | Gasket | 59.44
981352 | Gasket, (x10) | 55.09
981353 | Gasket, (x10) | 2.68
981354 | Gasket, (x10) | 8.41
981355 | Sealing ring, (x10) | 3.05
981356 | Gasket, (x10) | 16.69
981358 | Gasket | 26.19
981359 | Gasket | 69.21
981360 | O-ring, (x10) | 7.63
981361 | Lip seal, insp. cap 60 EPDM | 6.89
981373 | Sealing ring, (x10) | 9.16
981374 | Lip seal, DN 80 EPDM | 6.89
981376 | Gasket | 3.87
981377 | O-ring, (x10) | 3.87
981379 | Gasket, (x10) | 69.21
981380 | Gasket, (x4) | 31.75
981382 | Gasket, (x4) | 35.42
981383 | Gasket (D 155.3) | 9.16
981384 | Gasket (D 205.3) | 10.72
981391 | Gasket (PK4) | 6.89
981504 | Washer | 0.81
981509 | Sealing ring | 0.81
981547 | Washer | 0.81
981605 | Washer | 0.81
981636 | Flange joint | 1.9
981638 | Gasket | 0.81
981643 | Gasket | 1.15
981651 | Sealing ring, (x10) | 9.16
981765 | Gasket | 1.15
981767 | Rubber seal | 5.36
981779 | Rubber seal | 1.9
981805 | Sealing ring | 0.81
981898 | Sealing ring | 0.81
981961 | Washer | 0.81
982306 | O-ring | 0.81
982310 | O-ring | 0.81
982314 | O-ring | 0.81
982315 | O-ring | 0.81
982316 | O-ring | 2.31
982317 | O-ring | 1.19
982320 | O-ring | 0.81
982326 | O-ring | 1.15
982328 | O-ring | 0.81
982329 | O-ring | 0.81
982333 | Gasket | 0.81
982335 | O-ring | 0.81
982346 | O-ring | 0.81
982446 | Gasket | 0.81
982464 | O-ring | 0.81
982481 | Gasket | 0.81
982484 | O-ring | 0.81
982488 | O-ring | 0.81
982499 | Gasket | 0.81
990013 | pump pincers | 31.75
990031 | soldering brush | 2.68
990034 | Vaillant service kit | 59.44
990068 | Screw driver | 59.44
990079 | stuffing box tool | 9.16
990098 | Decalcification agent | 14.52
990102 | hose | 1.9
990103 | screw driver | 0.81
990108 | Grease, gas | 5.36
990112 | Grease | 9.16
990140 | pressure gauge | 86.85
990141 | double spanner | 55.09
990157 | Sealing compound, 1.0 m | 12.99
990163 | Hank of hemp | 7.63
990164 | sealing agent | 7.63
990166 | Gas leak spray | 12.21
990172 | maintenance card | 0.81
990187 | Clamp | 1.53
990195 | adaptor | 26.19
990196 | hexagonal wrench | 4.58
990204 | Sealing compound | 35.42
990216 | adhesive | 26.19
990224 | silicon hose | 3.05
990249 | Adhesive | 35.42
990258 | brush for gas boiler | 35.42
990268 | screw driver | 13.71
990269 | screw driver | 19.54
990285 | water governer tool | 90.92
990286 | coating pencil (grey) | 19.54
990288 | adaptor | 47.22
990293 | Pedal pump | 31.75
990301 | Tool, Flue gas checking device | 360.96
990302 | Conversion parts | 64.32
990303 | Pressure sprayer | 77.35
990305 | spraying lance | 41.25
990309 | Hose | 3.05
990310 | coating pencil | 7.63
990324 | refractory cement | 21.44
990327 | Brush for gas boiler | 15.33
990328 | grease | 5.36
990329 | Grease | 11.47
990335 | manometer MANOFLEX | 325.68
990337 | Contact paste | 38.54
990348 | Hose | 21.44
990349 | Descaling machine | 917.33
990350 | indicator no. 7107 | 35.42
990351 | flange | 160.13
990404 | Adjusting spanner | 38.54
990406 | Pressing tool | 544.16
990407 | Rod (PK2) | 175.05
990408 | Flange (PK2) | 47.22
990409 | Flange (PK2) | 122.13
990880 | Rod U | 69.21
A000023103 | on/off switch | 3.05
A000023104 | ntc dhw T/335C | 19.54
A000023105 | flow sensor 18mm | 8.41
A000023106 | Temperature limiter | 15.33
A000023108 | Pressure relief valve 300kPa 1/2-1/2 | 10.72
A000023109 | O-ring, heat exchanger, (x25) | 5.36
A000023110 | Clip, for heat exchanger, (x20) | 0.81
A000023111 | Clip, for bypass, (x25) | 35.42
A000023112 | motor 3-way valve | 64.32
A000023113 | Clip, for motor/3-way valve, (x25) | 3.87
A000023114 | overheat thermostat 105°C | 9.94
A000023115 | Clip, thermofuse, 18 mm, (x25) | 10.72
A000023116 | Clip, overheat thermostat, (x25) | 1.53
A000023117 | ignition rod | 8.41
A000023118 | Gasket, 34x15x2 mm, (x20) | 5.36
A000023119 | Gasket, 15x8x2 mm, (x20) | 1.9
A000023120 | connection cable 230V | 10.72
A000023121 | ignition rod (earth) | 8.41
A000023122 | temperature sensor outside 10kOhm | 31.75
A000023123 | Heat exchanger dhw 23T | 64.32
A000023125 | Pump, NFHUL 15/5-3-CRF-12 | 130.27
A000023126 | Clip, pump hydroblock inlet, (x20) | 26.19
A000023127 | displayprint | 23.2
A000023128 | sidepanel right | 13.71
A000023129 | hydroblock outlet (3-way valve) | 283.61
A000023130 | reflecting folie | 2.68
A000023131 | flowsensor | 38.54
A000023132 | Gasket, AFM 34 18x10x2 mm, (x25) | 3.05
A000023133 | Clip, control box, (x20) | 0.81
A000023134 | Clip, pump return pipe, (x20) | 23.2
A000023135 | pump nipple | 31.75
A000023136 | Clip, pressure sensor, (x20) | 1.15
A000023137 | connection cable pump Z 024 | 9.94
A000023138 | connection cable 3-way-valve Q233 | 5.36
A000023140 | hydroblock inlet (pump-press.rel.valve) | 253.76
A000023141 | Harness | 202.19
A000023142 | Draught diverter | 77.35
A000023143 | PCB burner control | 108.56
A000023144 | O-ring, 18x3.5mm, (x20) | 3.05
A000023145 | O-ring, 14x9.5x2.5mm, (x20) | 13.71
A000023146 | ionisation rod | 9.16
A000023147 | insulation combustion chamber side | 8.41
A000023148 | insultaion combustion chamber backpanel | 11.47
A000023149 | pipe pump/heat exchanger (return) | 6.89
A000023150 | pipe burner / heat exchanger | 7.63
A000023151 | pipe heat exchanger/3-way valve | 12.99
A000023152 | pipe gasvalve burner | 6.89
A000023153 | Frontpanel combustion chamber | 26.19
A000023154 | frontpanel TB | 50.48
A000023155 | burner bracket right | 2.31
A000023156 | bracket electrode | 7.63
A000023157 | burner bracket left | 2.31
A000023158 | Ignition burner control TB | 268.69
A000023159 | insulation combustion chamber frontside | 9.16
A000023160 | Burner, Polidoro | 253.76
A000023161 | side panel left | 12.99
A000024104 | Control panel | 130.27
A000024105 | Frontpanel | 86.85
A000024108 | strain relief 24VR | 86.85
A000024109 | front panel, combustion chamber | 31.75
A000024110 | Heat exchanger | 360.96
A000024111 | Insulation, combustion chamber, (x4) | 21.44
A000024114 | Ignition rod | 13.71
A000024115 | Electrode (sensing) | 9.94
A000024116 | burner G25 closed type | 238.83
A000024117 | Burner | 253.76
A000024139 | Ignition cable | 19.54
A000024144 | Printed circuit burnercontrol | 153.34
A000024145 | Harness | 69.21
A000024146 | Cable mains 230V | 15.33
A000024148 | Wiring harness C30E-CLAS | 122.13
A000024149 | LCD-screen with print | 108.56
A000024150 | harness micro-accumulationtank | 14.52
A000024151 | air pressure switch 1 | 44.24
A000024152 | Card OpenTherm | 77.35
A000024153 | thermal nonreturn safetyvalve | 6.07
A000024158 | Flow limiter, 6.5l/min, (x10) | 29.04
A000024210 | Heat exchanger | 392.17
A000024214 | Ignition rod | 7.63
A000024231 | Microacculation tank | 160.13
A000024232 | microaccu resistor | 21.44
A000024237 | NTC sensor | 19.54
A000024243 | Fan with tachymeter | 130.27
A000024245 | Wiring harness | 137.06
A000024262 | Grommet, d=11mm, (kit of 3) | 2.68
A000024263 | Gasket side panel | 2.31
A000024269 | pipe pump / heat exchanger | 18.18
A000024270 | pipe heat exchanger / 3WV | 29.04
A000024271 | Gas pipe | 7.63
A000024272 | Cold water inlet pipe | 9.16
A000024273 | hot water outlet pipe | 26.19
A000024274 | Screw, M5x20 H/E plate, (x25) | 6.07
A000024276 | Gasket, inner panel 915mm, (kit of 2) | 3.87
A000026202 | Flowpipe heat exch./3-way valve TM WT | 19.54
A000026214 | DHW pipe TM WT | 6.89
A000026217 | Bracket ntc 15mm | 11.47
A000026219 | Returnpipe frame/plate heat exchanger TM | 50.48
A000026220 | Returnpipe frame W-TM | 19.54
A000026238 | Pressure relief valve pipe WTM | 4.58
A000026317 | Harness TM W | 26.19
A000026343 | Cover (black) | 2.31
A000026423 | Gasket pilotbruner | 3.05
A000026428 | Gasket heat exchanger right | 2.31
A000026429 | Gasket heat exchanger left | 2.68
A000026436 | Insulation combustion chamber left TM | 7.63
A000026437 | Insulation combustion chamber right TM | 6.89
A000026438 | Insulation ventilation chamber right TM | 7.63
A000026478 | Insluation ventilation chamber left TM | 5.36
A000026511 | Injector 90 ppm 3.15 TM | 4.58
A000026520 | Piezo ignitor TM | 12.21
A000026924 | Exchanger kit, TM VR 23.28/23.29 | 47.22
A000028363 | Junction box TM Poland VB | 360.96
A000034203 | Flowpipe heat exchanger/3-way valve | 21.44
A000034206 | Flowpipe frame WT | 13.71
A000034211 | DCW pipe | 19.54
A000034214 | DHW pipe | 9.16
A000034220 | Returnpipe burner/heat exchanger | 26.19
A000034225 | Returnpipe pump/burner | 9.16
A000034241 | Returnpipe frame/pump WT | 29.04
A000034249 | Pump | 253.76
A000034261 | De-airing pipe | 19.54
A000034310 | Thermocouple 600mm breaker screw | 15.33
A000034311 | Thermocouple 800mm breaker screw | 14.52
A000034317 | Harness | 26.19
A000034420 | Ignition rod + cable (l=550) | 8.41
A000034423 | Gasket 421x20x3 | 3.05
A000034424 | Gasket 393x20x3 | 3.05
A000034430 | Anti condensate plate SV | 23.2
A000034435 | Pilot burner (12) SV (old) | 15.33
A000034441 | Pilot burner (11) SV (new) | 18.18
A000034529 | Anti blow out plate SV | 3.87
A000034700 | Casing (assembled) SV | 268.69
A000034907 | Grommet 37 x 19 | 3.05
A000034925 | Connection piece, chimney 80 mm | 82.78
A000034930 | Fan elbow 90° 80mm | 23.2
A000034941 | valve (bu) SV (set) | 86.85
A000035027 | Temperature sensor outside 10kOhm TM3HR | 122.13
A000035028 | 3 way valve connection kit | 160.13
A000035101 | frontpanel TM3HR | 77.35
A000035106 | Grommet, autom. airvent, (x4) | 3.87
A000035107 | Grommet, D=15mm, (x5) | 8.41
A000035108 | Wall hanging bracket | 6.89
A000035112 | O-ring, heat exchanger/pump, (x10) | 6.07
A000035115 | syphon adaptor TM3HR | 6.89
A000035117 | Gas valve, 243718 (24kW) | 223.91
A000035118 | Gas valve, 243720 (28kW) | 223.91
A000035119 | Air inlet / silencer TM3HR | 16.69
A000035121 | Bolt with nut (fan) | 0.81
A000035125 | Connection pump/heat exchanger | 41.25
A000035126 | buffer storage incl. insulation TM3HR | 223.91
A000035127 | drain valve buffertank | 12.21
A000035129 | Heat exchanger DHW, E8, 14 plates | 283.61
A000035130 | siphon with float | 26.19
A000035132 | 3-way valve TM3HR | 108.56
A000035133 | Motor 3-way valve TM3HR | 47.22
A000035135 | sanitary filter incl. housing TM3HR | 31.75
A000035136 | Sanitary filter TM3HR | 12.99
A000035137 | 3-way valve replacement TM3HR | 59.44
A000035139 | Automatic air vent | 19.54
A000035142 | Ntc with flat clip 10kOhm TM3HR | 12.21
A000035144 | Ignition transformer | 13.71
A000035145 | Harness combi TM3HR | 122.13
A000035146 | harness solo TM3HR | 35.42
A000035147 | Cable tree ignitor TM3HR | 8.41
A000035148 | Ignition cable TM3HR | 12.21
A000035149 | Harness roomstat | 16.69
A000035151 | returnconnection brass TM3HR | 35.42
A000035153 | Flowpipe solo TM3HR | 23.2
A000035154 | Pipe | 9.16
A000035155 | gaspipe TM3HR | 44.24
A000035157 | O-ring, d=17mm internal, (x20) | 9.94
A000035158 | returnpipe 3-way valve/pump TM3HR ass. | 15.33
A000035159 | returnpipe 3-way valve/tank TM3HR ass. | 9.94
A000035160 | connection sanitary warm/cold TM3HR | 10.72
A000035162 | Pipe flowsensor/filter TM3HR (ass.) | 19.54
A000035163 | Pipe | 18.18
A000035164 | Connection kit TM3HR | 82.78
A000035165 | Hose syphon flexible | 6.07
A000035166 | Quick-acting closure clips (set) | 10.72
A000035167 | O-ring, for pipe d=15mm, (x10) | 5.36
A000035168 | O-ring, 18x2mm for handnut, (x10) | 4.58
A000035169 | O-ring, d=18mm gasconnection, (x10) | 3.05
A000035173 | Seal ring d=80mm | 3.05
A000035174 | Seal ring d=84mm | 4.58
A000035176 | Burner | 77.35
A000035177 | Sealing ring, flat 30x20x2.1 pump, (x20) | 8.41
A000035179 | Seal ring D=70mm | 3.05
A000035180 | Gasket | 19.54
A000035181 | Ignition electrode ECOSY-MASTER | 50.48
A000035183 | Flow limiter, 6.5l/min, (x5) | 23.2
A000035185 | overheat thermostat incl. clip | 13.71
A000035186 | cap syphon | 2.31
A000035187 | NTC sensor, with flat clip 10kOhm, (x10) | 108.56
A000035190 | Gasket kit from connection kit TM3HR | 4.58
A000035192 | Fuse, 3,15A, (x5) | 4.58
A000035334 | Flowsensor TM3HR | 59.44
A000035335 | Sanitary filter incl. housing TM3HR | 26.19
A000035350 | Printed circuit 3-way valve TM3HR | 23.2
A000035351 | returnconnection brass TM3HR | 29.04
A000035352 | flowpipe combi TM3HR | 59.44
A000035354 | pipe buffertank/heat exchanger TM3HR | 29.04
A000035360 | connection sanitary warm/cold TM3HR | 15.33
A000035361 | Pipe sanitary cold/filter TM3HR (ass.) | 38.54
A000035363 | Pipe DHW (assembled) TM3HR | 19.54
A000037201 | Returnpipe | 26.19
A000037211 | Bracket ntc | 3.05
A000037255 | Fan kit | 283.61
A000037307 | Connector 5 pins (230V) | 9.16
A000037321 | Cable with plug l=1600mm | 13.71
A000037323 | Spacer, PCB, nylon 6.6, (x10) | 6.89
A000037506 | Gasket venturi | 3.87
A000037514 | Venturi flange | 9.94
A000037522 | Bracket fan | 11.47
A000037619 | Pipe DHW mixingvalve | 7.63
A000037900 | Condensate drain pipe (250mm) | 4.58
A000037903 | Flue gas pipe TM2HR 24/28kW | 19.54
A000037904 | Grommet, d=15mm (EPDM), (x10) | 9.16
A000037913 | Seal ring, d=18mm, (x10) | 77.35
A000038249 | Pump UPS 25-60 130mm TM2HR 28kW | 160.13
A000038316 | Ignition cable TM2HR (28kW) | 26.19
A000038527 | Burner TM2HR/3HR (28kW) | 77.35
A000039203 | Returnpipe (assembled) | 23.2
A000039204 | Returnpipe 3-way valve/frame | 9.94
A000039205 | returnpipe boiler/frame | 26.19
A000039207 | Flowpipe | 55.09
A000039208 | Elbow | 9.94
A000039209 | Elbow | 14.52
A000039210 | de-airing pipe (assembled) | 15.33
A000039211 | Returnpipe dhw | 47.22
A000039215 | DCW pipe | 35.42
A000039216 | Tube | 7.63
A000039217 | DHW pipe | 19.54
A000039218 | DHW pipe mixingvalve/boiler | 12.21
A000039219 | DHW pipe hot water | 21.44
A000039231 | Pump UPS 25-60 130mm | 130.27
A000039257 | Returnpipe pump/heat exchanger | 23.2
A000039258 | connection pipe | 35.42
A000039315 | Flat cable | 50.48
A000039316 | Ignition cable | 21.44
A000039318 | Pump cable | 4.58
A000039320 | Harness 6 pins | 16.69
A000039325 | Cable outdoorsensor | 6.89
A000039502 | Gaspipe | 11.47
A000039503 | Gaspipe to installation | 9.16
A000039512 | Injector d=6.15mm | 21.44
A000039610 | Heat exchanger DHW | 223.91
A000039707 | Wall hanging bracket | 12.21
A000039734 | Foot rest left | 21.44
A000039735 | Foot rest right | 29.04
A000039748 | Frontpanel | 160.13
A000039751 | Intermidiate panel | 35.42
A000039760 | Side panel left Comfort Plus (new) | 77.35
A000039761 | side panel right Comfort Plus (new) | 101.78
A000039801 | Wall hanging bracket | 21.44
A000039900 | Condensate drain pipe, 140 mm | 3.87
A000039902 | Flue gas pipe | 26.19
A000040247 | pump housing | 283.61
A000040248 | Pump | 419.31
A000040252 | Hose kit pump | 101.78
A000040301 | Controls 10.4-V2.2 | 419.31
A000040302 | Burner priority thermostat | 69.21
A000040303 | radiation sensor BWP21-VH-PD | 130.27
A000040308 | NTC 100K control V2.3 | 55.09
A000040605 | mixing valve | 122.13
A000040608 | Thermometer storage | 69.21
A000040710 | Connection pipe roof transit | 86.85
A000042911 | Hygro sensor HG mini Hygro | 253.76
A000090010 | Hose nozzle | 2.68
A000110245 | Insert tube thermo-manometer | 11.47
A000128518 | Gas section, V8600M TB SV + TM VR | 297.18
A000130304 | Connection piece double pipes 80mm | 145.2
A000130309 | Safety plate burner TM | 4.58
A000130381 | Anti condensate plate TM | 12.99
A000130912 | bracket for pilotburner TM | 1.53
A000130954 | Pipe DHW-boiler/3-way valve TM WT | 6.89
A000130960 | DHW pipe cold water WTM | 11.47
A000130980 | Casing (assembled) TM W | 188.62
A000131011 | Toppanel (service) TM | 38.54
A000131053 | Pipe cv tank/3-way valve TM | 3.87
A000135008 | Nozzle holder TM | 16.69
A000137527 | Burner TM2HR/3HR (24kW) | 50.48
A000137600 | Storage TM2HR (24kW) (service) | 689.36
A000331010 | NTC 10kOhm round 6 x 45 | 23.2
A000331012 | NTC 12kOhm round 6 x 45 | 26.19
A000460211 | Transformer 24V TM3HR | 3.05
A000460216 | sidepanel left/right | 26.19
A000460218 | Gasket innerpanel 1765mm | 4.58
A000460301 | frontpanel HRG | 19.54
A000460312 | Siphon (AWB) | 38.54
A000460325 | Gasket 24.5x18.2mm | 0.81
A00050045 | Adapter, Connection kit D80 | 55.09
A000600046 | Nipple 3/4 x 22 Compression fitting | 9.94
A000600061 | Air-vent, 22mm with compression fitting | 55.09
A000630401 | Hose nozzle 1/8 x 1/4 brass | 6.89
A000630402 | Nut 1/8 brass | 1.53
A000631715 | T-coupling 15 x 15 x 1/2 intern | 9.16
A000632002 | Kneecoupling 1/2BUx15 brass | 4.58
A000633001 | Nut 12mm brass | 2.31
A000633002 | Nut 15mm brass | 3.05
A000633003 | Nut 22mm brass | 3.05
A000633005 | Nut 18mm brass | 3.05
A000633011 | Ring, compression fitting 12mm, (x10) | 14.52
A000633012 | Ring, compression fitting 15mm, (x10) | 5.36
A000633013 | Ring, compression fitting 22mm, (x10) | 9.16
A000633015 | Ring, compression fitting 18mm, (x10) | 5.36
A000640002 | Nut, 1 1/2 | 8.41
A000640085 | Clip | 3.87
A000640086 | Closing pin, 187257 2800604C | 3.05
A000640101 | Magnetic lock | 3.87
A000700008 | Thermo-manometer | 29.04
A000700059 | Housing 3-way valve | 90.92
A000700073 | Cartridge (3-way valve) | 69.21
A000700077 | Gas section VK8115 TM2HR (28kW) | 360.96
A000700078 | Rectifier gasvalve | 14.52
A000700101 | Mixing valve | 86.85
A000700121 | non return valve manaometer | 5.36
A000700270 | Piezo ignitor AP/04 | 8.41
A000700301 | Transformer 24V 78VA 230V (l=350mm) | 47.22
A000700320 | ntc filter | 90.92
A000700322 | Temperature sensor outside 12kOhm TM2HR | 130.27
A000700375 | User interface (1 digit display) | 94.99
A000700487 | Insert tube (l=121) 23.18/19 TM | 9.16
A000700814 | Overheat thermostat 40°C-80°C | 12.99
A000700817 | thermostat 104°C-19°C (60TG-500547) | 12.21
A000700901 | Water pressure sensor, 1/8 | 31.75
A000701033 | Injector 0.22 mm propane | 3.87
A000701089 | Gas section modureg V7335A-3016 | 137.06
A000701223 | Thermocouple breaker | 12.21
A000701225 | Insert tube (100) 5.81607 | 15.33
A000711118 | Turn buckle 3/8 - 374 | 4.58
A000711124 | Washer Pump 1/1 | 4.58
A000711214 | Pump UPS 25-50 Thermo-Basic | 153.34
A000720125 | Pump cable + connector | 21.44
A000720152 | replacement kit MCBA N711 | 7.63
A000720215 | Contra connector 12 pins | 13.71
A000720374 | Grommet | 26.19
A000721014 | Plug for roomstat (green) | 7.63
A000740106 | Bracket ntc 22mm | 3.05
A000740107 | spring clip immersion sensor | 1.9
A000740122 | Bracket | 6.89
A000740128 | Clip overheat thermostat | 4.58
A000740369 | User interface (4 digit display) | 175.05
A000750001 | De-airing valve | 4.58
A000750010 | Nipple for pressure measurement 1/8 | 3.87
A000750209 | Limiter 8l/min 1/2 | 15.33
A000750220 | Limiter 12l/min | 15.33
A000750714 | Immersion sensor 3/8 x 1/4 brass | 4.58
A000760051 | O-ring, 21.9x2.62, (x10) | 2.31
A000760062 | O-ring, 13.46x2.08, (x10) | 3.87
A000760063 | O-ring, 38x3, (x10) | 6.89
A000760068 | O-ring, 17.12x2.62, (x10) | 3.05
A000760114 | Sealing tape 12 x 3 self-adhesive | 1.9
A000760400 | Glass fibre cord (gr3 12mm) K17 | 6.99
A000760402 | Glass fibre cord (gr3 10mm) K17 | 9.5
A000760405 | Flue gas gasket, 3/4 TM | 12.99
A000760418 | Gasket viewingglass TM | 3.87
A000760501 | Sealing part TM 284 x 20 x 3 | 2.31
A000760502 | Sealing part TM 408 x 15 x 3 | 2.31
A000760507 | Gasket fan TM | 2.68
A000760524 | Insultaion combustion chamber backpanel | 9.16
A000761909 | Viewing glass | 2.68
A000761910 | Holder viewing glasss TM | 1.9
A000770330 | Flexible hose, 3/4x330mm | 35.42
A000800017 | Silicone adhesive red (300) | 55.09
A000801006 | Heat zink compound | 94.99
A000801020 | Silicone spray | 31.75
A00200092 | Gas conv. kit G31-> G20 Master 3 24 SE | 3.87
A00200093 | Gas conv. kit G31-> G20 Master 3 30 SE | 3.87
A00670009 | Connection kit (Pressure relief valve) | 47.22
A0130308.1 | Anti wind panel TM | 3.87
A026223.20 | Heat exchanger dhw | 130.27
A026233.20 | returnpipe pump/heat exchanger 22mm | 130.27
A026244.20 | Fan VR (set) | 188.62
A026252.20 | Returnpipe pump/heat exchanger 18mm TM W | 69.21
A026260.20 | Hot water set 23.28W | 544.16
A026452.20 | Heat exchanger 23.28/29 TM (set) | 360.96
A026517.20 | Gas section V8600 | 253.76
A026523.20 | Burner (90ppm) TM | 69.21
A034358.20 | Junction box TM VR/SV (set) | 480.38
A034421.20 | cover ventilation box | 55.09
A034425.20 | Frontpanel mounted | 41.25
A034432.20 | Insulation combustion chamber SV/ST set | 15.33
A034450.20 | Heat exchanger 23.38/39 TM VR/SV (set) | 297.18
A034551.20 | Burner SV (service) | 392.17
A034609.20 | Compression fitting frame (set) | 2.68
A037249.20 | Pump UPS 25-50 130mm TM2HR 24kW | 153.34
A037257.20 | Air pressure switch incl. ring TM2HR | 38.54
A037316.20 | Iginition cable TM2HR (24kW) | 15.33
A037370.20 | Burner control TM2HR (24kW) | 514.3
A037371.20 | Burner control TM2HR (28kW) | 514.3
A037406.20 | Gasket, inspection cover, (x5) | 26.19
A037421.20 | Plug for measuringpoint 3/4 | 3.87
A037526.20 | Gasket fan TM2HR/3HR | 4.58
A037562.20 | Ignition rod TM2HR/3HR (set) | 38.54
A037563.20 | Gasket, ignition rod, (x5) | 31.75
A037603.20 | NTC, DHW frost protection, (kit of 2) | 31.75
A037616.20 | Mixing valve (63°C) 2HR '99 (set) | 145.2
A037621.20 | Immersion sensor | 11.47
A037622.20 | Mixing valve TM2HR flat (set) | 130.27
A037650.20 | Storage TM2HR (28kW) | 1031.32
A037726.20 | Hinge pin (set) | 3.87
A038531.20 | Venturi TM2HR (28kW) (set) | 31.75
A039305.20 | Userinterface (set) | 223.91
A039319.01 | Harness 13 pins | 35.42
A039395.20 | Burner control Comfort Plus | 480.38
A039606.01 | Mixing valve (63°C) | 108.56
A039741.20 | Sheetmetal part for bracing | 23.2
A039747.20 | Door casing (assembled) Comfort Plus | 122.13
A039803.20 | storage Comfort Plus (set) | 3053.25
A041110.20 | Viewing glass (set) | 21.44
A041112.20 | Gasket, electrode, (x4) | 6.89
A041117.20 | Air hose, set | 7.63
A041120.20 | Clip, (x4) | 9.94
A041123.20 | Clip, (x10) | 3.87
A041127.20 | Plug, for measuring point 3/4, (x5) | 12.99
A041129.20 | Servicedisplay | 253.76
A041132.20 | Interface OpenTherm clip in (set) | 77.35
A041134.20 | Condensate trap (set) | 16.69
A041135.20 | Burner cap, cpl. | 392.17
A041136.20 | Gas section | 175.05
A041137.20 | Gas connection tube | 47.22
A041138.20 | Burner nozzle (H-Gas, G20, 6.9) | 29.04
A041139.20 | Burner nozzle (L-Gas, G25, 7.7) | 29.04
A041220.20 | Clip, (x5) | 41.25
A041250.20 | Fan (set) | 360.96
A041314.20 | Userinterface (set) | 130.27
A041317.20 | Switch, dummy black, (x5) | 16.69
A041317.21 | Switch dummy black | 4.58
A041324.20 | Harness compl. 80kW (set) | 238.83
A041325.20 | Harness compl. 120kW (set) | 297.18
A041326.20 | Harness compl. 160kw (set) | 572.65
A041327.20 | Harness compl. 200kW (set) | 544.16
A041328.20 | Harness compl. 240kW (set) | 689.36
A041329.20 | Harness compl. 280kW (set) | 689.36
A041351.20 | Expansionmodule AM-5 (set) | 153.34
A041352.20 | DHW module AM-4 (set) | 122.13
A041356.20 | Overheat thermostat 104C, (x4) | 47.22
A041356.21 | Overheat thermostat 104°C | 21.44
A041357.20 | Ignition / ionisation cable 10kOhm | 47.22
A041389.20 | Harness DHW+ expansion mod (set) | 29.04
A041392.20 | Burner control | 650
A041399.20 | Clip, (x5) | 3.87
A041405.20 | Sealing ring, manifolds, (x16) | 8.41
A041420.20 | Burner hood G25 (set) | 253.76
A041423.20 | Cover | 12.99
A041425.20 | Clip, NTC/STB, (x5) | 35.42
A041430.20 | Flap burnerhood (set) | 19.54
A041436.20 | Heat exchanger 240kW (set) | 10431.26
A041451.20 | Condens tray compl. 80kW (set) | 572.65
A041452.20 | Condens tray compl. 120kW (set) | 650
A041453.20 | Condens tray compl. 160kW (set) | 650
A041454.20 | Condens tray compl. 200kW (set) | 689.36
A041455.20 | Condens tray compl. 240kW (set) | 763.99
A041456.20 | Condens tray compl. 280kW (set) | 841.34
A041457.20 | Retarder 80kW (set) | 175.05
A041458.20 | Retarder 120kW (set) | 122.13
A041459.20 | Retarder 160kW (set) | 77.35
A041460.20 | Retarder 200kW (set) | 82.78
A041461.20 | Gasket condenstray 80kW (set) | 59.44
A041462.20 | Gasket condenstray 120kW (set) | 64.32
A041463.20 | Gasket condenstray 160kW (set) | 77.35
A041464.20 | Gasket condenstray 200kW (set) | 77.35
A041465.20 | Gasket condenstray 240kW (set) | 77.35
A041466.20 | Gasket condenstray 280kW (set) | 90.92
A041467.20 | Retarder 240kW (set) | 108.56
A041468.20 | Retarder 280kW (set) | 94.99
A041478.20 | Gasket D=155.3 | 9.16
A041479.20 | Gasket D=205,3 | 9.94
A041501.20 | Burner (set) | 253.76
A041505.20 | Gasket, burner, (x10) | 122.13
A041509.20 | Injector G25 (set) | 12.99
A041550.20 | Gas section VK4115V | 607.94
A041551.20 | DVI-burner control (set) | 175.05
A041553.20 | Ignition rod (set) | 26.19
A041554.20 | Ionisation rod (set) | 26.19
A041555.20 | Gasket fan-airtight box kit | 41.25
A041711.20 | Side panel 80kW (set) | 223.91
A041712.20 | Side panel 120kW (set) | 253.76
A041713.20 | Side panel 160kW (set) | 325.68
A041714.20 | Side panel 200kW (set) | 283.61
A041715.20 | Side panel 240kW (set) | 297.18
A041716.20 | Side panel 280kW (set) | 253.76
A041721.20 | Toppanel 80 (set) | 297.18
A041722.20 | Toppanel 120 (set) | 297.18
A041723.20 | Toppanel 160 (set) | 360.96
A041724.20 | Toppanel 200 (set) | 360.96
A041725.20 | Toppanel 240 (set) | 392.17
A041726.20 | Toppanel 280 (set) | 360.96
A041730.20 | Frontpanel TS NL (set) | 419.31
A041740.20 | Control panel NL (set) | 572.65
A041750.20 | Toppanel backpart RAV-160 | 31.75
A041755.20 | Toppanel backpart RAV-210 | 35.42
A042021.20 | frontpanel prevarnished HR250/325 | 253.76
A042040.20 | frontpanel prevarnished WTW | 297.18
A042051.20 | Seal ring, d=150mm, (x4) | 23.2
A042052.20 | Seal ring, d=180mm, (x4) | 16.69
A042102.20 | External print AirMasterHR 250.02 (set) | 137.06
A042103.20 | Fan d=185mm excl. housing | 449.17
A042105.20 | Cable mains Airmaster 230V | 12.21
A042106.20 | Printed circuit intern/extern (set) | 253.76
A042108.20 | Fan d=220mm excl. housing | 689.36
A042109.20 | Transformer 325/400 (set) | 188.62
A042111.20 | Printed circuit intern/extern (set) | 360.96
A042112.20 | Power supply 24V DC | 59.44
A042113.20 | Frost protection NTC 12 kOhm | 19.54
A042114.20 | jumper | 6.07
A042115.20 | Wall hanging bracket HR250/325 | 31.75
A042116.20 | wall hanging bracket HR400 | 31.75
A042118.20 | motor bypass valve WTW Belino LM24 | 283.61
A042120.20 | connector 4 pins WTW (bypass) | 6.89
A042240.20 | Absorbers fan left/right (set) | 41.25
A042251.20 | Absorbers fan right (set) | 35.42
A042252.20 | Absorbers fan left (set) | 38.54
A042405.20 | Condensate drain, (x6) | 29.04
A042405.21 | condensate drain | 13.71
A042409.20 | Adjusting screw, M8x35mm, (x4) | 15.33
A042411.20 | Knurled nut, M8 PVC black, (x4) | 16.69
A042415.20 | Clip, front panel, (x4) | 19.54
A042501.20 | Filterset flat-bag WTW250/325 | 55.09
A042505.20 | Filter, kit, WTW 400, (x2) | 94.99
A042510.20 | Filter bypass Airmaster HR 150/180 | 38.54
A042520.20 | Measuring hose (set) | 9.16
A110230.20 | Fill and drain valve (set) | 15.33
A110241.20 | Thermo-manometer 1/2 (set) | 29.04
A130384.20 | Frontcover ventilationchamber TM (set) | 90.92
A130947.20 | Flowpipe cv/frame TM WT (set) | 26.19
A130955.20 | Returnpipe pump/heat exchanger 1/1 | 153.34
A130969.20 | Inner panel (service) TM | 122.13
A141256.20 | Air pressure safeguard/switch | 38.54
A141319.20 | Relay (pump) | 15.33
A141323.20 | Harness compl. 230 V (set) | 188.62
A141424.20 | Gasket, mounting valve, (x5) | 3.05
A141563.20 | Clip, air tight box, (x4) | 19.54
A141779.20 | Clip, side-/top panel, (x4) | 29.04
A2002700 | Gas conversion kit G20 - G30 | 77.35
A2002800 | Gas conversion set | 115.35
A2006000 | Gas conversion set | 12.21
A2006100 | Gas conversion set G20 -> G30/G31 | 223.91
A2007200 | Gas conversion set G30/G31 | 122.13
A2011700 | Gas conversion set | 145.2
A2011800 | Gas conversion set G20 -> G30/G31 | 202.19
A2011900 | Gas conversion set | 101.78
A2014100 | Tank temperature sensor | 9.94
A2014300 | Gs conversion set | 130.27
A2014400 | Gas conversion set | 122.13
A2014500 | Gas conversion set G20->G30/G31 | 202.19
A2014600 | Gas conversion set G30/G31 -> G20 | 188.62
A2017500 | Gas conversion set G20 -> G230 | 10.72
A2017600 | Gas conversion set | 5.36
A2019200 | Gas conversion set G20 -> G230 | 9.16
A2019300 | Gas conversion set G20 -> G230 | 9.16
A2024300 | Gas conversion set G20->G30/G31 | 108.56
A2026900 | Gas conversion set G30/31 -> G25 | 16.69
A2027000 | Gas conversion set G30->G20 | 31.75
A2027100 | Gas conversion set | 16.69
A2027200 | Gas conversion set | 31.75
A2031300 | Gas conversion set G30->G20 | 18.18
A2031500 | Set SRC->VMC | 47.22
A2031600 | Set SRC->VMC | 21.44
A2031700 | Gas conversion set G20>>G30 | 101.78
A2031800 | Gas conversion set G20 >> G30 | 101.78
A2035200 | Gas conversion set G20->G30 | 130.27
A2035300 | Gas conversion set G20>G30/G31 | 122.13
A2035400 | Gas conversion set G30->G20 | 122.13
A2035500 | Gas conversion set G20->G30 | 188.62
A2035600 | Gas conversion set G30/G31>G20 | 115.35
A2037400 | Gas conversion set G20->G30/G31 | 130.27
A2037500 | Gas converion set G30/G31->G20 | 122.13
A2037600 | Gas conversion set G20->G30/G31 | 130.27
A2037700 | Gas conversion set G30/G31->G20 | 130.27
A2037800 | Gas conversion set G20 -> G230 | 11.47
A2037900 | Gas conversion set G20 -> G230 | 8.41
A2038100 | Gas conversion set G20->G30/31 | 202.19
A2038200 | Gas conversion set G20->G30/G31 | 202.19
A2038300 | Gas conversion set G20-> AP | 8.41
A2038400 | Gas converion set G20->G30/G31 | 130.27
A2038500 | Gas conversion set GZ50->GZ35 | 9.94
A2038600 | Gas conversion set G30->G20 | 188.62
A2038700 | Gas conversion set G20->G30 | 175.05
A2038800 | Gas conversion set G30->G20 | 188.62
A2038900 | Gas conversion set G30-> AP | 188.62
A2039000 | Gas conversion set G20-> AP | 8.41
A2039900 | Gas conversion set G20->G30/G31 | 122.13
A2040000 | Gas conversion set G30/G31->G20 | 108.56
A2040100 | Gas conversion G20 -> G30 | 188.62
A2040200 | Gas conversion G30 -> G20 | 175.05
A2040300 | Gas conversion | 137.06
A2040400 | Gas conversion | 122.13
A2040900 | Gas conversion set G30-> AP | 175.05
A2041100 | Gas conversion set G30/G31->G20 | 90.92
A2041900 | Gas conversion set G30/G31->G20 | 55.09
A2042000 | Gaz conversion set G20->G30/G31 | 41.25
A2042500 | Gas conversion G30/G31->G20 OPALIA C 14 | 38.54
A2042600 | Gas conversion set G20->G30/G31 | 38.54
A2042700 | Gas conversion set G20->G30/G31 | 122.13
A2042800 | Gas conversoin set G30/G31->G20 | 145.2
A2042900 | Gas conversion set G20->G30/G31 | 108.56
A2043100 | Gas conversion set G20->G30/G31 | 38.54
A2043200 | Gas conversion set G30->G20 | 115.35
A2048700 | KIT VMC | 47.22
A2048800 | KIT VMC | 38.54
A2049700 | Gas conversion G30 -> G20 | 18.18
A2049900 | Gas conversion set G20 -> G230 | 10.72
A2050000 | Gas conversion set G30 -> G20 | 11.47
A230517.20 | Gas section VR8615 ProNox TM2HR 24kW | 283.61
A600010.20 | Screw plug, heat exchanger, (x5) | 26.19
A620016.20 | Sealing ring, (x10) | 12.21
A621020.20 | Propane kit 23.28/29 TM | 160.13
A632018.20 | Kneecoupling (spec. 3-way valve H10) | 10.72
A640120.20 | Fastening kit, (x20) | 26.19
A700026.20 | 3-way valve 230/240V for storage (set) | 283.61
A700049.20 | Upperpart 3-way valve H10 (set) | 137.06
A700051.20 | Overheat thermostat 104°C TM (set) | 29.04
A700065.20 | Housing 3-way valve (set) | 90.92
A700067.20 | Motor 3-way valve (set) | 86.85
A700068.20 | 3-way valve TM2HR (set) | 175.05
A700107.20 | Pilot burner | 59.44
A700120.20 | Manometer (set) | 16.69
A700422.20 | Overheat thermostat Ranco 110°C (set) | 38.54
A700423.20 | Overheat thermostat Ls 8097 (set) | 77.35
A700726.20 | DHW thermostat 716ru 8952d 95°C (set) | 41.25
A700809.20 | NTC sensor, (x4) | 64.32
A700816.20 | Overheat thermostat (60tg-500578) set | 10.72
A700902.20 | Water pressure switch 1/2 | 29.04
A700919.20 | Expansion relief valve 1/2, (x5) | 188.62
A700919.21 | Valve 1/2 | 44.24
A701038.21 | Thermo-couple Orkli | 12.99
A701040.20 | Pilot burner TM | 23.2
A701045.20 | Thermocouple TM, (x5) | 19.54
A701045.21 | Thermo-couple TM | 9.16
A701077.21 | Thermo-couple breaker TM | 13.71
A701078.20 | Thermocouple, breaker TM, (x5) | 38.54
A701078.21 | Thermo-couple breaker TM | 14.52
A701090.20 | Servo regulator Modureg V7335A-3008B | 160.13
A701220.20 | Gas section miniset 0.710 | 268.69
A702063.20 | Fuse, 100mA slow, (x10) | 9.16
A702069.20 | Fuse, 160mA slow, (x10) | 7.63
A709917.20 | Ignition rod + cable | 8.41
A711123.20 | Gasket, pump, (x25) | 8.41
A711164.20 | Fan motor TM (set) | 137.06
A711218.20 | Pump UPS 25-50 180mm st.6 | 153.34
A721023.20 | Connector fan VR (PK2) | 19.54
A721202.21 | Capacitor (service) TM | 26.19
A750210.20 | Flow limiter, 6l/min, (x5) | 15.33
A750210.21 | Limiter 6l/min | 4.58
A750511.20 | Microswitch (set) | 29.04
A750512.20 | Clip, 3-way valve/microswitch, (x10) | 6.07
A750513.20 | Nipple, + ring 3-way valve, (x5) | 94.99
A750518.20 | 3-way valve V35 23.09 TM (set) | 175.05
A750520.20 | 3-way valve V35 TM (set) | 160.13
A750700.20 | Automatic airvent 3/8 (PK2) | 64.32
A750700.21 | Automatic airvent 3/8 | 31.75
A750715.20 | Automatic air vent, 1/4, (x4) | 50.48
A750715.21 | Automatic airvent 1/4 | 11.47
A754042.20 | Waterfilter 3-way valve (set) | 4.58
A760024.20 | Silicone tube 8x4mm 5 meter (set) | 64.32
A760312.20 | Sealing ring, 1/2, (x20) | 7.63
A760316.20 | Sealing ring, 3/4, (x20) | 12.99
A760323.20 | Sealing ring, 1 inch, (x10) | 9.94
A760370.20 | Syphon 150mm incl. pipe (set) | 19.54
A800018.20 | Adhesive red (elastosil) | 130.27
A810053077 | thermostat | 90.92
A810053078 | Insert | 9.94
A810054028 | O-ring, 1.9x7.2mm, (x50) | 4.58
A810054245 | O-ring, thermo-manometer, (x50) | 18.18
A810054954 | Heat-sink paste, tube, (x20) | 59.44
A900003.20 | Air pressure switch TM (set) | 59.44
A910284.20 | O-ring, 16x3.0mm, (x10) | 4.58
D002029051 | O-ring, flow sensor, (x10) | 1.15
D002121000 | Cover | 1.9
D002121019 | Panel | 1.15
D002121035 | Panel | 2.68
D002184557 | Injector, d=0.20 mm dia.LPG, (x10) | 2.31
D002184673 | By-pass valve cap with pin ø 8(gwh-11lt) | 0.81
D002196161 | Pilot pipe | 0.81
D003201539 | Rivet (rb48120s) | 0.81
D003202380 | Screw, M 4 x 15, (x10) | 1.53
D003202381 | Cold water group top plastics part | 1.9
D003202382 | O-ring, 17.86x2.62, (x10) | 1.53
D003202386 | Filter, inlet, (x10) | 1.9
D003202388 | Housing - 3WV | 1.9
D003202389 | O-ring, 23.47x 2.62, (x10) | 2.31
D003202391 | 3WV bottom brass connection | 12.21
D003202392 | O-ring, 18.64x3.53, (x10) | 2.68
D003202393 | Clip, (x5) | 1.15
D003202394 | PRV block | 5.36
D003202395 | Pressure relief valve - 3 Bar | 2.68
D003202396 | Rear cover pk5 | 1.53
D003202397 | Outlet nipple | 6.89
D003202399 | Cap (5 li) | 4.58
D003202400 | 3WV upper pastic block | 5.36
D004090135 | Pilot group for lpg | 12.99
D004090136 | Pilot group for ng | 12.99
D004090186 | Ignitor group(gwh s model n.gas 280-780) | 15.33
D004090187 | Ignitor gr. (gwh se model n.gas 280-780) | 12.99
D004201087 | Seal, r 1/2, wt 1.2, (x5) | 1.53
D004201151 | Protection pad, wp-5018 e-wf | 130.27
D004201191 | Insulating sleeve | 0.81
D004201201 | Hava menfezi sag/sol (wpl 5030e/ew) | 12.21
D004202039 | Hava kanali baglantisi 150 (90890900)-ga | 6.89
D004202594 | Thermometre (without number) | 4.58
D005017441 | Box for gas water heater | 1.53
D005105743 | Manual for gwh | 0.81
D005111581 | Data plate | 0.81
H000001126 | Cover, combustion chamber | 21.44
H000002249 | Measuring orifice | 7.63
H000002258 | Support | 16.69
H000002441 | Casing, combustion chamber | 41.25
H000002465 | Measuring orifice | 3.87
H000002923 | Casing, combustion chamber | 26.19
H000002977 | Support | 2.31
H000003196 | Support | 26.19
H000003365 | Support | 4.58
H000003366 | Casing, combustion chamber | 59.44
H000003372 | Draught diverter | 6.07
H000003452 | Front panel | 59.44
H000003462 | Frame | 86.85
H000003484 | Measuring orifice | 6.07
H000003532 | Side panel | 26.19
H000003533 | Side panel | 31.75
H000003547 | Front panel | 86.85
H000003548 | Side panel | 55.09
H000003744 | Measuring orifice | 4.58
H000003745 | Measuring orifice | 5.36
H000003829 | Burner chamber | 44.24
H000003830 | Burner chamber | 55.09
H000004363 | Burner chamber | 47.22
H000004364 | Burner chamber | 50.48
H000004394 | Casing | 153.34
H000004522 | Burner chamber | 59.44
H000004523 | Burner chamber | 59.44
H000004576 | Support | 26.19
H000004621 | Frame | 77.35
H000004627 | Front panel, combustion chamber | 15.33
H000004628 | Connection | 9.16
H000004721 | Flue gas cap | 38.54
H000004727 | Measuring orifice | 8.41
H000004806 | Clip | 6.07
H000004829 | Burner chamber | 94.99
H000004853 | Burner chamber | 55.09
H000004863 | Support | 12.21
H000004864 | Support | 15.33
H000004972 | Support | 7.63
H000004973 | Side panel | 50.48
H000004974 | Front panel | 50.48
H000005046 | Front panel, top | 38.54
H000005094 | Burner chamber | 59.44
H000005095 | Support | 31.75
H000005108 | Burner chamber | 59.44
H000005115 | Support | 6.89
H000005268 | Burner chamber | 77.35
H000005351 | Burner chamber | 59.44
H000005352 | Burner chamber | 69.21
H000005573 | Front panel | 153.34
H000005833 | Cover plate | 55.09
H000005937 | Front panel | 90.92
H000006076 | Side panel | 41.25
H000006083 | Casing panels | 90.92
H000006184 | Front panel | 41.25
H000006457 | Burner chamber | 69.21
H000006458 | Burner chamber | 90.92
H000006459 | Burner chamber | 283.61
H004002561 | Expansion vessel | 115.35
H004003092 | Expansion vessel | 188.62
H004003396 | Expansion vessel | 122.13
H004003567 | Expansion vessel | 115.35
H004004999 | Expansion vessel | 90.92
H004005414 | Expansion vessel | 86.85
H004005607 | Expansion vessel | 115.35
H004005614 | Expansion vessel | 82.78
H005001028 | Tube | 21.44
H005002153 | Tube | 29.04
H005002154 | T-connector | 21.44
H005002939 | Tube | 19.54
H005002940 | Tube | 41.25
H005003123 | Tube | 12.21
H005003463 | Tube | 31.75
H005004358 | Tube | 21.44
H005004359 | Tube | 23.2
H005004420 | Tube | 15.33
H005004577 | Tube | 26.19
H005004980 | Tube | 21.44
H005004986 | Tube | 23.2
H005004987 | Tube | 29.04
H005005114 | Tube | 19.54
H005005222 | Tube | 12.99
H005005398 | Tube | 47.22
H005005501 | Tube | 16.69
H005006436 | Tube | 7.63
H006003471 | Hose | 14.52
H006004372 | Hose | 10.72
H006005117 | Tube, drain tube | 5.36
H006006525 | Hose | 9.16
H007000495 | Tube | 21.44
H007000508 | Tube | 4.58
H010000371 | Connection | 16.69
H010001205 | Valve | 29.04
H010001686 | Connection | 69.21
H010001688 | Valve | 55.09
H010001730 | Connection | 69.21
H010001739 | Connection | 55.09
H010001741 | Connection | 55.09
H010001742 | Connection | 69.21
H010001770 | Valves | 94.99
H010001787 | Valves (hydraulic) | 59.44
H010001792 | Valves (hydraulic) | 69.21
H010002043 | Valves (hydraulic) | 44.24
H010002158 | Valves (hydraulic) | 69.21
H010002159 | Valves (hydraulic) | 82.78
H010002160 | Valves (hydraulic) | 64.32
H010002455 | Valves (hydraulic) | 137.06
H010002622 | Valve | 82.78
H010002951 | Valves | 130.27
H010003207 | Valves | 64.32
H010003465 | Valves (hydraulic) | 153.34
H010003551 | Valves (hydraulic) | 108.56
H010003553 | Valves (hydraulic) | 86.85
H010003555 | Valves (hydraulic) | 69.21
H010003913 | Valves (hydraulic) | 77.35
H010003928 | Valves (hydraulic) | 115.35
H010004352 | Valves | 130.27
H010004399 | Valves | 59.44
H010004401 | Valves (hydraulic) | 145.2
H010004595 | Connection | 44.24
H010004629 | Valves (hydraulic) | 160.13
H010004631 | Connection | 31.75
H010004633 | Connection | 26.19
H010004818 | Valves (hydraulic) | 130.27
H010005002 | Valves (hydraulic) | 130.27
H010005311 | Valve | 77.35
H010005313 | Valves (hydraulic) | 130.27
H010005333 | Valves (hydraulic) | 77.35
H010005597 | Valves | 69.21
H010005599 | Valves | 86.85
H010005655 | Valves | 160.13
H010005657 | Valves (hydraulic) | 82.78
H010005978 | Valves (hydraulic) | 29.04
H010005979 | Valve | 90.92
H010006037 | Valve, repair set | 12.99
H010006548 | Flowmeter 0,5 - 6 L/mn | 108.56
H010006549 | Filling device | 69.21
H011000298 | Nut | 3.05
H011000336 | Nut, 3/4 | 4.58
H011000365 | Nipple | 5.36
H011000366 | Compression fitting | 6.89
H011000367 | Compression fitting | 7.63
H011001139 | Connection | 8.41
H011001286 | Nipple (reducing), 3/4 x 1/2 | 6.07
H011001345 | Connector | 5.36
H011001456 | Nut | 3.87
H011001458 | Nipple | 3.05
H011001888 | Nut | 2.68
H011001897 | Measuring orifice | 2.68
H011002041 | Spacer, burner | 2.31
H011002457 | Nipple | 9.16
H011002505 | Nipple | 26.19
H011002615 | Connection | 11.47
H011003206 | Drain point | 3.05
H011003352 | Cap | 2.31
H011003872 | Reducing nipple | 18.18
H011004430 | Reducing nipple | 6.07
H011004636 | Reducing nipple | 12.99
H011004754 | Nipple | 12.99
H011004819 | Screw | 3.05
H011004868 | Measuring orifice | 4.58
H011004869 | Measuring orifice | 6.07
H011004870 | Measuring orifice | 4.58
H011004871 | Measuring orifice | 9.16
H011004937 | Valve | 8.41
H011005252 | Plug | 2.31
H011006379 | Double sensing point | 11.47
H011006437 | Reducing nipple | 44.24
H013000385 | Drain point | 15.33
H013000386 | Drain point | 26.19
H013000391 | Valve | 12.99
H013000392 | Valve | 13.71
H013002558 | Tap | 35.42
H013002560 | Tap | 44.24
H013002578 | Valve | 12.99
H013004108 | Valve | 13.71
H013004148 | Tap | 35.42
H013004481 | Valve | 8.41
H013005758 | Drain point | 35.42
H013005952 | Valve | 12.21
H013006521 | Valve | 108.56
H013006522 | Valve | 108.56
H015000654 | Heat exchanger | 325.68
H015000655 | Heat exchanger | 325.68
H015001735 | Heat exchanger | 202.19
H015002120 | Heat exchanger | 153.34
H015002577 | Heat exchanger | 188.62
H015002890 | Heat exchanger | 325.68
H015003388 | Heat exchanger | 253.76
H015003565 | Heat exchanger | 238.83
H015003566 | Heat exchanger | 238.83
H015003711 | Heat exchanger | 202.19
H015004250 | Heat exchanger | 202.19
H015004375 | Heat exchanger | 325.68
H015004403 | Heat exchanger | 137.06
H015004404 | Heat exchanger | 145.2
H015004839 | Heat exchanger | 202.19
H015004840 | Heat exchanger | 238.83
H015004841 | Heat exchanger | 238.83
H015004842 | Heat exchanger | 268.69
H015005000 | Heat exchanger | 202.19
H015005178 | Heat exchanger | 238.83
H015005179 | Heat exchanger | 238.83
H015005241 | Heat exchanger | 188.62
H015005417 | Heat exchanger | 297.18
H015005418 | Heat exchanger | 297.18
H015006358 | Heat exchanger | 115.35
H015006447 | Heat exchanger | 202.19
H015006448 | Heat exchanger | 188.62
H017001713 | Flange | 16.69
H020000062 | Pilot burner | 16.69
H020000728 | Pilot burner | 18.18
H020000732 | Pilot burner | 26.19
H020000737 | Olive | 1.9
H020000738 | Nipple | 2.31
H020000739 | Nipple | 1.9
H020000741 | Burner | 101.78
H020001000 | Burner | 90.92
H020001001 | Burner | 101.78
H020001326 | Burner | 90.92
H020001673 | Burner | 90.92
H020001674 | Burner | 90.92
H020002270 | Burner | 297.18
H020002271 | Manifold | 69.21
H020002272 | Manifold | 69.21
H020002273 | Manifold | 69.21
H020002292 | Manifold | 69.21
H020002293 | Manifold | 69.21
H020002294 | Manifold | 69.21
H020002483 | Burner | 86.85
H020002886 | Burner | 94.99
H020002956 | Burner | 82.78
H020003038 | Manifold | 50.48
H020003039 | Manifold | 55.09
H020003406 | Burner | 90.92
H020003407 | Burner | 90.92
H020003409 | Burner | 90.92
H020003560 | Burner | 94.99
H020003561 | Burner | 94.99
H020003562 | Burner | 94.99
H020003563 | Burner | 94.99
H020003635 | Heat exchanger | 956.69
H020003708 | Burner | 202.19
H020003709 | Manifold | 122.13
H020004032 | Burner | 137.06
H020004040 | Burner | 86.85
H020004373 | Burner | 94.99
H020004374 | Burner | 94.99
H020004521 | Burner | 94.99
H020004861 | Heat exchanger | 763.99
H020004862 | Heat exchanger | 877.98
H020005068 | Burner | 90.92
H020005069 | Burner | 101.78
H020005071 | Cover | 94.99
H020005624 | Burner | 94.99
H021000362 | Valve | 3.87
H021000707 | Valve | 26.19
H021000709 | Valve | 26.19
H021000787 | Flow limiter | 4.58
H021001019 | Automatic de-aerator | 18.18
H021001424 | Valve, 3-way | 94.99
H021001430 | ATTUATORE | 101.78
H021001433 | Insert, 3-way valve | 101.78
H021001683 | Valve | 38.54
H021002162 | Insert | 137.06
H021002360 | Flow limiter | 3.87
H021003564 | Valve | 202.19
H021003952 | Valve | 82.78
H021004325 | Valve | 47.22
H021004349 | Valve | 101.78
H021004350 | Motor | 47.22
H021004351 | Valve | 35.42
H021004843 | Automatic de-aerator | 19.54
H021005167 | Valve | 8.41
H021005251 | Valve | 160.13
H021005297 | Valve | 160.13
H021005319 | Valve | 175.05
H021005601 | Valve, bypass | 3.87
H021005608 | Valve | 145.2
H021005609 | Motor | 153.34
H021006059 | Valve | 23.2
H021006355 | Valve | 41.25
H021006356 | Pressure safeguard | 44.24
H021006629 | Support manometer | 9.16
H022000579 | Gas valve | 188.62
H022000581 | Gas valve | 175.05
H022000582 | Gas valve | 223.91
H022000587 | Connection | 2.31
H022000589 | Nipple | 18.18
H022000596 | Injector | 2.31
H022000930 | Gas valve | 223.91
H022001018 | Gas valve | 223.91
H022001247 | Gas valve | 202.19
H022001677 | Gas valve | 253.76
H022001723 | Injector | 6.07
H022001809 | Gas valve | 188.62
H022003425 | Gas valve assembly | 108.56
H022003666 | Gas valve | 297.18
H022004879 | Gas valve | 145.2
H022005004 | Gas valve | 160.13
H022005415 | Nipple | 2.31
H023000773 | Thermocouple | 23.2
H025000057 | Storage | 917.33
H025000067 | Anode | 44.24
H025000251 | Tank | 650
H025000818 | Anode | 38.54
H025000829 | Phial pocket | 21.44
H025001497 | Phial pocket | 31.75
H025001499 | Flange | 130.27
H025001501 | Gasket | 21.44
H025001759 | Phial pocket | 29.04
H025001870 | Phial pocket | 29.04
H025002157 | Cylinder tank | 917.33
H025002204 | Flange | 59.44
H025002205 | Phial pocket | 19.54
H025002207 | Anode | 26.19
H025002625 | Bush | 26.19
H025004812 | Cylinder tank | 480.38
H025005407 | Cylinder tank | 572.65
H025005409 | Anode | 35.42
H025005673 | Gasket | 3.05
H025005738 | Anode | 26.19
H025005865 | Filter | 47.22
H025006305 | Flange | 153.34
H025006306 | Gasket | 12.21
H025006307 | Flange | 90.92
H032000078 | Gasket | 1.9
H032000799 | Gasket | 2.31
H032000804 | Gasket | 1.9
H032001827 | Gasket | 5.36
H032003703 | O-ring | 1.9
H032004713 | Gasket | 2.68
H032004998 | Cover, keyboard | 3.87
H032005064 | Gasket | 3.87
H032005065 | Gasket | 12.99
H032005070 | Gasket | 5.36
H032005073 | Gasket | 11.47
H032005180 | Gasket | 12.99
H032005202 | Cable bushing | 1.9
H033002917 | Filter | 4.58
H033005759 | Filter | 2.68
H035002467 | Fan | 223.91
H035003719 | Fan | 253.76
H035004874 | Fan | 325.68
H037005769 | Support | 23.2
H038000369 | Spring, (x10) | 3.87
H038000430 | Spring | 1.53
H038000682 | Spring | 1.9
H038001732 | Bolt | 2.31
H038001733 | Spring, (x10) | 4.58
H038002335 | Stud | 1.9
H038002863 | Clip | 1.53
H038002959 | Spring | 7.63
H038002982 | Stud | 1.9
H038003403 | Spring | 2.68
H038004293 | Spring | 4.58
H038004572 | Clip | 4.58
H038004860 | Clip | 2.68
H038004878 | Spring | 3.87
H038005349 | Clip | 2.31
H038005422 | Clip | 3.05
H038005992 | Clip | 1.9
H040000086 | Button | 3.05
H040000235 | Knob | 18.18
H040000236 | Adapter | 18.18
H040000238 | Plug | 1.53
H040000426 | Button | 2.68
H040001221 | Bush | 2.31
H040001658 | Cable bushing | 23.2
H040001659 | Cap | 1.9
H040002330 | Button | 1.9
H040002448 | Cover, control box | 16.69
H040002504 | Button | 1.9
H040002831 | Cover, control box | 29.04
H040003386 | Pin | 1.9
H040003443 | Cover | 223.91
H040003444 | Cover | 14.52
H040003556 | Button | 13.71
H040003746 | Nipple | 3.05
H040003747 | Nipple | 9.94
H040003793 | Cover plate | 15.33
H040003828 | Cover | 23.2
H040003840 | Base plate | 26.19
H040004037 | Cover plate | 13.71
H040004075 | Flap | 9.94
H040004111 | Cover plate | 18.18
H040004114 | Grille | 6.89
H040004115 | Plug | 2.68
H040004137 | Valve | 6.89
H040004193 | Cover plate | 12.99
H040004292 | Flap | 90.92
H040004395 | Cover | 26.19
H040004703 | Cover plate | 21.44
H040004767 | Plug | 1.9
H040004888 | Siphon/trap | 35.42
H040004898 | Insert | 202.19
H040004994 | Cover plate | 21.44
H040004995 | Flap | 145.2
H040005171 | Bolt | 23.2
H040005271 | Cover | 6.89
H040005308 | Cover | 26.19
H040005552 | Siphon | 19.54
H040005936 | Support | 3.05
H040006124 | Back panel, control box | 7.63
H040006125 | Flap | 175.05
H040006127 | Knob, SMC - 2010 | 1.9
H040006134 | Flap | 9.94
H040006136 | Back panel, control box | 8.41
H040006137 | Knob, HB2/MC2 - 2010 | 18.18
H040006140 | Flap | 26.19
H040006162 | Cover | 13.71
H042002404 | Company plaque | 3.87
H042002777 | Name badge RENOVA | 1.15
H042003920 | Label, user instruction label | 1.53
H042004495 | Label | 11.47
H042004496 | Label | 3.05
H042005105 | Indicator light | 9.16
H042005206 | Company plaque | 3.05
H042005273 | Label | 7.63
H042005810 | Label, user instruction label | 1.9
H042006191 | Name badge SD RESINA | 1.15
H042006223 | Label, MICRA | 1.53
H045000685 | Indicator light | 7.63
H045000780 | Switch | 8.41
H045001692 | Sensor | 18.18
H045002624 | Sensor | 18.18
H045005413 | Sensor | 15.33
H047000600 | Manothermometer | 29.04
H047001249 | Time switch | 108.56
H047002481 | Thermometer | 13.71
H047004370 | Control | 202.19
H047004510 | Sensor | 16.69
H047005822 | Control | 188.62
H047005823 | Control | 145.2
H047006226 | Manothermometer | 41.25
H048000602 | Thermostat | 18.18
H048000603 | Thermostat | 23.2
H048000604 | Thermostat | 18.18
H048000651 | Thermostat | 23.2
H048000722 | Thermostat | 86.85
H048000765 | Thermostat | 19.54
H048000766 | Thermostat | 8.41
H048000771 | Manothermometer | 29.04
H048001062 | Temperature limiter | 21.44
H048001099 | Thermostat | 6.89
H048001120 | Pressure gauge | 18.18
H048001121 | Pressure gauge | 19.54
H048001746 | Temperature limiter | 29.04
H048002385 | Thermostat | 8.41
H048002466 | Thermostat | 5.36
H048002508 | Thermostat | 9.16
H048004315 | Temperature limiter | 9.16
H048004376 | Thermostat | 8.41
H048004739 | Thermostat | 10.72
H048004886 | Thermostat | 7.63
H048004887 | Thermostat | 7.63
H048005295 | Thermostat | 23.2
H048006550 | Pressure gauge | 23.2
H049000245 | Pressure safeguard | 122.13
H049001454 | Pressure safeguard | 130.27
H049002913 | Sensor | 26.19
H049003163 | Pressure safeguard | 10.72
H049004378 | Sensor, aqua sensor | 77.35
H049005307 | Pressure safeguard | 94.99
H049005816 | Pressure safeguard | 10.72
H049005973 | Sensor | 26.19
H050001054 | Wiring harness | 8.41
H050002486 | Wiring harness | 77.35
H050002859 | Wiring harness | 86.85
H050002942 | Wiring harness | 64.32
H050003242 | Wiring harness | 7.63
H050003342 | Cable | 3.87
H050003344 | Cable | 5.36
H050003345 | Cable | 5.36
H050003346 | Cable | 5.36
H050003347 | Cable | 7.63
H050003348 | Cable | 5.36
H050003349 | Cable | 5.36
H050003400 | Wiring harness | 59.44
H050003467 | Wiring harness | 59.44
H050003569 | Wiring harness | 108.56
H050003712 | Wiring harness | 55.09
H050004129 | Wiring harness | 50.48
H050004130 | Wiring harness | 59.44
H050004201 | Cable tree MC2 E | 47.22
H050004202 | Wiring harness | 64.32
H050004353 | Wiring harness | 77.35
H050004989 | Wiring harness | 175.05
H050005325 | Wiring harness | 8.41
H050005335 | Wiring harness | 77.35
H050005476 | Wiring harness | 50.48
H050005477 | Wiring harness | 55.09
H050005982 | Wiring harness | 86.85
H052000691 | Control | 202.19
H052000694 | Printed circuit board | 86.85
H052000696 | Printed circuit board | 94.99
H052000701 | Printed circuit board | 82.78
H052000705 | Printed circuit board | 153.34
H052001248 | Printed circuit board | 86.85
H052001678 | Control | 160.13
H052001690 | Printed circuit board | 86.85
H052001828 | Printed circuit board | 283.61
H052002350 | Printed circuit board | 253.76
H052002365 | Printed circuit board | 108.56
H052002948 | Printed circuit board | 145.2
H052003225 | Printed circuit board | 160.13
H052003398 | Printed circuit board | 137.06
H052003519 | Control | 160.13
H052003714 | Printed circuit board | 108.56
H052003748 | Sensor | 23.2
H052003869 | Printed circuit board | 94.99
H052004371 | Printed circuit board | 238.83
H052004405 | Printed circuit board | 223.91
H052004435 | Printed circuit board | 188.62
H052004712 | Printed circuit board | 160.13
H052004901 | Display | 59.44
H052005087 | Igniter | 18.18
H052005326 | Printed circuit board | 153.34
H052005610 | Control | 392.17
H052005777 | Printed circuit board | 137.06
H052005778 | Printed circuit board | 188.62
H052005814 | Printed circuit board | 188.62
H052006709 | PCB | 94.99
H052006710 | PCB | 94.99
H055000092 | Electrode | 11.47
H055000676 | Igniter | 6.07
H055000678 | Igniter | 6.07
H055002705 | Electrode | 18.18
H055002708 | Electrode | 18.18
H055002709 | Electrode | 21.44
H055003846 | Electrode | 31.75
H055003983 | Electrode | 38.54
H055003984 | Electrode | 29.04
H055004008 | Electrode | 12.21
H055004010 | Electrode | 14.52
H055004011 | Electrode | 21.44
H055004012 | Electrode | 16.69
H055004014 | Electrode | 12.21
H055004016 | Electrode | 15.33
H055004017 | Electrode | 12.21
H055004018 | Electrode | 23.2
H055004019 | Electrode | 19.54
H055004020 | Electrode | 23.2
H055004131 | Electrode | 9.16
H055004509 | Electrode | 14.52
H055004700 | Electrode | 16.69
H055004872 | Electrode, ignition | 19.54
H055004873 | Electrode | 29.04
H055005088 | Electrode, ignition THC | 35.42
H057000687 | Fuse, 2A | 3.05
H057000689 | Coil | 29.04
H057001179 | Heating element | 64.32
H057001506 | Fuse, 1.6A, (x10) | 9.16
H057001681 | Heating element | 64.32
H057002511 | Coil | 14.52
H057002539 | Heating element | 90.92
H057003474 | Sensor | 16.69
H057003897 | Heating element | 59.44
H057004417 | Heating element | 130.27
H057004482 | Coil | 9.94
H057005953 | Heating element | 50.48
H059003314 | Hose | 3.87
H060000576 | Insulation | 6.89
H060000920 | Insulation | 6.07
H060000921 | Insulation | 11.47
H060001240 | Insulation | 8.41
H060002266 | Insulation | 8.41
H060003573 | Insulation | 5.36
H060003574 | Insulation | 9.16
H060003575 | Insulation | 5.36
H060003720 | Insulation | 7.63
H060004418 | Insulation | 12.21
H060005066 | Insulation | 29.04
H065003701 | Flue gas elbow | 2.31
H065004880 | Flange, venturi | 29.04
H115050180 | Screw | 2.31
H119008030 | Screw | 2.31
H132001295 | Gasket | 1.9
H134324535 | Gasket | 3.05
H135041110 | Gasket | 1.9
H135101320 | Gasket | 1.9
H135112420 | Gasket | 1.9
H140000226 | O-ring | 10.72
H140001535 | O-ring | 1.53
H140002056 | O-ring | 1.9
H140008900 | O-ring | 19.54
H141016020 | O-ring | 1.53
H141022226 | O-ring | 2.68
H141024045 | O-ring | 1.9
H144000081 | Injector | 2.31
H144100075 | Injector | 3.87
H144100120 | Injector | 3.87
H146200027 | Injector, pilot burner | 2.31
H149100003 | Pump | 160.13
H149100004 | Pump | 160.13
H149100101 | Pump | 153.34
H149100102 | Pump | 160.13
H149100107 | Pump | 153.34
H149100108 | Pump | 153.34
H149100201 | Pump | 160.13
H149100202 | Pump | 153.34
H149100301 | Pump | 160.13
H149100302 | Pump | 160.13
H150100001 | Pump | 160.13
H150100002 | Pump | 175.05
H150100101 | Pump | 145.2
H150100102 | Pump | 153.34
H150100103 | Pump | 160.13
H150100107 | Pump | 153.34
H150100108 | Pump | 160.13
H150100109 | Pump | 153.34
H150100201 | Pump | 160.13
H150100202 | Pump | 175.05
H150100203 | Pump | 175.05
H150100301 | Pump | 175.05
H150100302 | Pump | 175.05
H150100303 | Pump | 175.05
H152111820 | Gasket | 6.07
H152172420 | Gasket | 1.9
H154172420 | Gasket | 1.9
H155100001 | Pressure relief valve, (x10) | 82.78
H155100002 | Pressure relief valve | 9.94
H155200001 | Pressure relief valve | 15.33
H155200002 | Pressure relief valve | 15.33
H155200003 | Pressure relief valve | 9.94
H155400001 | Pressure relief valve | 12.21
H155600002 | Pressure relief valve | 10.72
H155600005 | Pressure relief valve | 19.54
H155600006 | Pressure relief valve 6b | 19.54
H160531008 | Expansion vessel | 77.35
H160532010 | Expansion vessel | 77.35
H160532012 | Expansion vessel | 90.92
H160537006 | Expansion vessel | 115.35
H160537010 | Expansion vessel | 90.92
H160564004 | Expansion vessel | 137.06
H160564006 | Expansion vessel | 325.68
H160620002 | Expansion vessel | 59.44
H164071040 | Hose (1 m) | 1.9
H401000001 | Coil | 38.54
H401000002 | Magnet | 29.04
H401000007 | Tool, calibration key | 31.75
H401000016 | Coil | 50.48
H403000005 | Switch | 6.89
H403000012 | Plug (kit) | 41.25
H403000013 | Maintenance kit | 12.21
H406000014 | Flue gas elbow | 82.78
H406000036 | Flue gas cap | 19.54
H406000045 | Gasket | 2.68
H411000001 | Float | 8.41
H411000002 | Sensor | 16.69
H411000003 | O-ring | 1.9
H411000006 | Sensor | 12.99
H413000001 | Casing parts | 130.27
H413000002 | Gasket | 6.89
H413000004 | Cover plate | 15.33
H413000005 | Knob | 4.58
H413000006 | Clip | 8.41
H413000007 | Gasket | 6.89
H413000008 | Reducing nipple | 5.36
H413000010 | Fan | 145.2
H413000011 | Pitot tube | 5.36
H413000014 | Plug | 1.9
H413000017 | Tube | 12.21
H413000018 | Clip | 2.68
H413000019 | Clip | 2.68
H413000020 | Manifold | 41.25
H413000021 | Manifold | 41.25
H413000022 | Burner | 55.09
H413000023 | Screw | 1.53
H413000024 | Gasket | 2.68
H413000025 | Clip | 2.68
H413000027 | Gas valve | 108.56
H413000029 | Screw | 1.53
H413000032 | Filter | 3.05
H413000033 | Electrode | 11.47
H413000034 | Screw | 1.53
H413000035 | Sensor, NTC | 12.21
H413000036 | Clip | 2.68
H413000037 | Clip | 1.9
H413000038 | Gasket | 3.05
H413000039 | Connection | 7.63
H413000040 | Switch | 26.19
H413000041 | Switch | 14.52
H413000042 | Diaphragm disc | 7.63
H413000044 | Venturi | 6.89
H413000046 | Electronics, with display | 47.22
H413000047 | Wiring harness | 5.36
H413000048 | Bridge connector | 1.53
H413000049 | Cable, sensor NTC | 11.47
H413000050 | Cable | 9.94
H413000051 | Connection | 16.69
H413000052 | Tap, gas | 19.54
H413000053 | Hose | 19.54
H413000054 | Tube | 11.47
H413000055 | Tube | 11.47
H413000057 | Fuse | 1.53
H413000058 | Measuring orifice | 8.41
H413000059 | Cable | 9.16
H413000060 | Flue collector | 64.32
H413000063 | Connection | 13.71
H413000064 | Clamp | 6.89
H413000069 | Casing parts | 90.92
H413000070 | Screw | 1.53
H413000071 | Heat exchanger | 238.83
H413000072 | Manifold | 26.19
H413000073 | Manifold | 26.19
H413000074 | Burner | 41.25
H413000075 | Gas valve | 108.56
H413000076 | Gas valve | 108.56
H413000077 | Water valve | 90.92
H413000078 | Temperature limiter | 9.94
H413000079 | Screw | 1.53
H413000080 | Venturi | 8.41
H413000081 | Casing | 6.07
H413000082 | Control | 59.44
H413000083 | Connection | 6.89
H413000084 | Support | 4.58
H413000086 | Wiring harness | 12.21
H413000087 | Cable | 11.47
H413000090 | Back panel | 19.54
H413000091 | Draft diverter | 55.09
H413000092 | Casing, combustion chamber | 14.52
H413000093 | Casing parts | 101.78
H413000094 | Insulation, heat protection film | 6.07
H413000095 | Heat exchanger | 297.18
H413000096 | Clip | 3.05
H413000097 | Clip | 3.05
H413000098 | Manifold | 29.04
H413000099 | Manifold | 29.04
H413000100 | Burner | 82.78
H413000101 | Gas valve | 108.56
H413000102 | Gas valve | 108.56
H413000103 | Water valve | 101.78
H413000104 | Screw | 1.53
H413000105 | Temperature limiter | 9.94
H413000106 | Connection | 7.63
H413000109 | Draft diverter | 50.48
H413000110 | Back panel | 23.2
H413000111 | Tube | 10.72
H413000113 | Gasket | 1.53
H413000116 | Gasket | 8.41
HA00040011 | Seal kit | 35.42
HA00200010 | Conversion set | 12.99
HA00200011 | Conversion set | 14.52
HA00200013 | Conversion set | 12.99
HA00200014 | Conversion set | 12.21
HA00200035 | Conversion set | 10.72
HA00200036 | Conversion set | 12.21
HA00200037 | Conversion set | 31.75
HA00200038 | Conversion set | 31.75
HA00200039 | Conversion set | 29.04
HA00200047 | Conversion set | 38.54
HA00200051 | Conversion set | 29.04
HA00200052 | Conversion set | 12.99
HA00200053 | Conversion kit, G20 D.1.25 | 12.21
HA00200054 | Conversion set | 10.72
HA00200061 | Conversion kit | 9.16
HA00200062 | Conversion set | 10.72
HA00200073 | Conversion set | 19.54
HA00200074 | Conversion set | 12.99
HA00200079 | Conversion set | 19.54
HA00200080 | Conversion set | 12.99
HA00230001 | Electrode, kit | 19.54
HA00230002 | Electrode, kit | 35.42
HA00410004 | PCB | 35.42
HA00540001 | Tube, kit (LASER) | 59.44
HA00540002 | Connection kit | 130.27
HA00540006 | Gas control valve, kit | 175.05
HA00540007 | Gas control valve, kit | 160.13
HA00540011 | Connection kit | 86.85
HA00540012 | Flow limiter | 82.78
HA00540013 | Pressure safeguard (kit) | 11.47
HA00540017 | Tube, kit | 31.75
HA00540018 | Tube, kit | 23.2
HA00540023 | Connection kit | 10.72
HA00540025 | Automatic air vent, kit | 26.19
HA00540026 | Valves | 64.32
HA00540028 | Hose | 23.2
HA00540029 | Printed circuit board (kit) | 175.05
HA00540036 | Siphon/trap (kit) | 82.78
HA00540042 | Heat exchanger DHW, 12 plts | 69.21
HA00540043 | Heat exchanger DHW | 86.85
HA00540050 | Connection kit | 7.63
I0998785 | PCB | 14.52
I0998903 | Gasket | 1.15
I0998943 | Indicator light | 4.58
I0998948 | Pump | 175.05
I0998956 | Heating element | 47.22
I0998966 | Coil | 55.09
I0998968 | Coil | 55.09
I0998979 | Insulation | 9.16
I0998996 | Grille | 12.21
I0999022 | Cover | 18.18
I0999026 | Button | 1.9
I0999098 | Hose | 5.36
I0999100 | Wiring harness | 77.35
I0999101 | Wiring harness | 69.21
I0999104 | Remote control | 160.13
I0999105 | Casing panels | 108.56
I0999106 | Cover plate | 23.2
I0999107 | Burner chamber | 64.32
I0999114 | Wiring harness | 108.56
I0999152 | Gas valve (kit) | 238.83
I0999169 | Wiring harness | 59.44
I0999177 | Cover, IN/DUE SD | 18.18
I0999188 | Hose, 3/8 M-F | 10.72
S000001553 | ring | 2.68
S000002440 | Casing, combustion chamber | 47.22
S000002516 | Casing panels | 50.48
S004002563 | Expansion vessel | 50.48
S005000527 | Tube | 9.94
S005001134 | Tube | 12.21
S005001797 | Tube | 12.99
S007000087 | Bush | 2.31
S010001687 | Bypass | 15.33
S010002458 | Valves (hydraulic) | 35.42
S011001406 | Sensing tube | 10.72
S011001408 | Sensing tube | 9.16
S011001865 | Flange | 9.94
S013000384 | Drain point | 9.94
S014277 | Screw M4x10mm | 1.15
S015000074 | Heat exchanger DHW | 153.34
S015000413 | Heat exchanger, 321SE | 145.2
S015000414 | Heat exchanger, 325SE | 175.05
S015002463 | Heat exchanger DHW | 82.78
S015002479 | Heat exchanger DHW | 77.35
S020000742 | Burner | 90.92
S021002478 | Valve, 3-way | 188.62
S022000595 | Nipple | 3.05
S022001119 | Gas valve | 101.78
S022002574 | Gas valve | 77.35
S032000114 | Gasket | 3.05
S032000117 | Gasket | 3.87
S032000127 | Gasket | 1.53
S032000128 | Grommet | 1.9
S032000130 | Grommet | 1.9
S032002497 | Inspection glass | 2.68
S032002498 | Grommet, silicon for tube | 1.9
S032002994 | Gasket | 3.87
S035000999 | Fan | 86.85
S038000368 | Spring | 1.53
S040000244 | Grille | 9.94
S040000342 | Nut, knurled nut | 1.53
S040001200 | Spring clip | 0.81
S040001603 | Button | 1.53
S040002443 | Grille | 7.63
S040002452 | Cover | 283.61
S040002454 | Button | 23.2
S040002918 | Cover, control box | 21.44
S040002919 | Back panel, control box | 12.99
S045002485 | Sensor | 21.44
S045002503 | Switch | 12.21
S047000601 | Manothermometer | 26.19
S048000652 | Thermostat | 23.2
S048000763 | Thermostat | 6.89
S048000764 | Thermostat | 8.41
S048000769 | Thermostat | 18.18
S048002353 | Pressure gauge | 18.18
S049000710 | Pressure safeguard | 9.16
S049001529 | Pressure safeguard | 153.34
S049001738 | Pressure safeguard | 3.05
S049001826 | Switch | 108.56
S050002487 | Wiring harness | 64.32
S050002915 | Wiring harness | 5.36
S052002484 | Printed circuit board | 153.34
S052002490 | Control | 130.27
S055002706 | Electrode | 6.07
S060000229 | Insulation, combustion chamber | 16.69
S060000243 | Insulation, combustion chamber | 9.94
S060000578 | Insulation, ceramic panel | 14.52
S060002499 | Insulation, combustion chamber | 13.71
S060002500 | Insulation, combustion chamber | 12.21
S1000100 | Front panel | 90.92
S1000200 | Front panel | 90.92
S1000300 | Front panel | 202.19
S1000400 | Side panel | 77.35
S1000500 | Front panel | 94.99
S1000700 | Instrument panel | 188.62
S1000800 | Control panel | 26.19
S1000900 | Instrument panel | 23.2
S1001000 | Control panel | 23.2
S1001100 | Instrument panel | 47.22
S1001200 | Right side panel | 64.32
S1001600 | Handle | 18.18
S1001700 | Name badge, SD, (x10) | 38.54
S1002100 | Flue gas | 7.63
S1002200 | Front panel | 23.2
S1002300 | Draft diverter | 94.99
S1002500 | Chamber low pressure | 44.24
S1002600 | Ignition electrode | 16.69
S1002700 | Heat exchanger | 650
S1002800 | Insulation combustion chamber | 19.54
S1002900 | Control electrode | 9.94
S1003000 | Heat exchanger | 650
S1003200 | Insulation | 26.19
S1003300 | Heat exchanger | 392.17
S1003600 | Insulation combustion chamber | 38.54
S1003700 | Electrode (sensing) | 7.63
S1003800 | Ignition electrode | 12.99
S1003900 | Manifold - Burner G20 | 38.54
S1004000 | Manifold - Burner G30 | 41.25
S1004200 | Burner | 44.24
S1004400 | Burner | 283.61
S1004700 | Front panel | 29.04
S1004800 | Draft diverter | 115.35
S1005000 | Expansion vessel 5L | 77.35
S1005200 | Motor pump | 223.91
S1005300 | Pump block | 202.19
S1005400 | Heating filter | 5.36
S1005500 | Motor pump | 223.91
S1005600 | Automatic de-aerator | 12.99
S1005700 | Head pump | 202.19
S1005800 | Heat exchanger DHW, 10 plates | 64.32
S1006200 | Expansion vessel 8L | 108.56
S1006300 | Tap drain piece | 7.63
S1006400 | 3 way valve cartridge | 41.25
S1006500 | Heat exchanger, 30KW | 724.64
S1006600 | Insulation combustion chamber | 41.25
S1006800 | Handle extension adapter | 2.68
S1006900 | Filter d.h.w | 8.41
S1007000 | Filling cock | 12.21
S1007100 | Non-return valve | 31.75
S1007200 | Non-return valve | 18.18
S1007400 | Expansion vessel | 86.85
S1007500 | Heating cock | 18.18
S1007600 | Cold water tap | 18.18
S1007700 | Connection | 10.72
S1007800 | Gas isolation valve | 31.75
S1007900 | Gas connection | 13.71
S1008000 | Temperature limiter | 8.41
S1008100 | Electronics | 122.13
S1008300 | Harness | 3.87
S1008400 | Cable tree main lines (harness) | 115.35
S1008500 | Cable tree (harness) | 130.27
S1008700 | Cable - ignitor | 19.54
S1008800 | Fan | 69.21
S1008900 | Air pressure switch | 41.25
S1009000 | Display | 115.35
S1009200 | Strap, (x5) | 3.87
S1009300 | Electric box | 21.44
S1009400 | Cover | 13.71
S1009500 | Fan | 77.35
S1009600 | Safety switch thermostat | 8.41
S1009700 | SRC relay | 6.89
S1009800 | Pressure safeguard | 55.09
S1010000 | Cable tree | 137.06
S1010100 | Switch - On/Off | 5.36
S1010200 | Ignition cable | 31.75
S101039095 | Screw | 1.15
S1010800 | Mechanical timer | 47.22
S1010900 | Casing front, BAS-NOX | 122.13
S1011000 | Main harness | 145.2
S1011200 | Pressostat | 44.24
S1011300 | Pressostat | 29.04
S1011500 | Manifold - Gas G20 | 41.25
S1011600 | Burner | 44.24
S1011800 | Front panel | 35.42
S1011900 | Fan | 101.78
S1012000 | Gasket, (x50) | 16.69
S1012200 | Stopper, door, (x5) | 41.25
S1012300 | Screw, (x25) | 6.89
S1012500 | Flow limiter, 12,L, (x10) | 29.04
S1012600 | Flow restrictor 8L (x10) | 26.19
S1012700 | Flow limitor 10L | 29.04
S1012800 | Flow limitor, 16L (x10) | 29.04
S1012900 | Flow limiter | 31.75
S1013000 | Overheating thermostat | 101.78
S1013400 | Fuse, 63mA, (x5) | 18.18
S1013500 | Supply harness | 26.19
S1013600 | Gas flow restrictor, diameter 46mm | 2.68
S1013700 | Screw 4X14 (x10) | 3.87
S1013800 | O-ring, (x20) | 15.33
S1013900 | Fuse 800mA (x5) | 5.36
S1014000 | Cabletree (harness) | 122.13
S1014100 | Control panel | 115.35
S1014200 | Front panel | 94.99
S1014300 | Side panel | 82.78
S1014400 | Control panel | 115.35
S1014700 | Façade | 69.21
S1014800 | Support with nozzles - Burner G30 | 47.22
S1015300 | Main harness | 69.21
S1015400 | Cable | 16.69
S1015700 | Panel | 153.34
S1015800 | Panel | 115.35
S1015900 | Panel | 153.34
S1016000 | Instrument panel | 137.06
S1016100 | Draught diverter | 82.78
S1016200 | Flue hood assembly | 55.09
S1016400 | Manifold - Gas G20 | 41.25
S1016500 | Manifold - Gas G30 | 41.25
S1016600 | Heat exchanger - DHW | 77.35
S1016700 | Expansion vessel 6.5L | 94.99
S1016900 | Harness display | 14.52
S1017000 | Cable tree | 130.27
S1017100 | Wiring harness | 137.06
S1017200 | Printed circuit board | 77.35
S1017300 | Micro accumulation resistor | 86.85
S1017500 | Insulation | 26.19
S1017600 | Burner | 253.76
S1017700 | Front panel | 35.42
S1017800 | Burner | 268.69
S1017900 | Strap | 16.69
S1018000 | Pressostat air pressure | 44.24
S1018200 | Draft diverter | 101.78
S1018400 | Burner support wih nozzles G30/G31 | 41.25
S1018500 | Instrument panel | 115.35
S1018600 | Interface card with clock | 297.18
S1018800 | Draft diverter | 153.34
S1018900 | Gas manifold 17 inj. G20 | 44.24
S1019000 | Printed circuit | 223.91
S1019100 | Panel | 115.35
S1019300 | Control panel | 115.35
S1020100 | Thermostat | 16.69
S1020200 | Resistance | 13.71
S1020300 | Switch ON/OFF | 5.36
S1020400 | Burner G20 | 297.18
S1020500 | Diverter valve 3 way | 115.35
S1020600 | Pipe Z | 9.16
S1020800 | Diverter valve | 160.13
S1020900 | Diverter valve plus | 175.05
S1021000 | Pipe - Cold water | 21.44
S1021100 | Pipe - Hot water flow | 12.99
S1021200 | Pipe - Pump/H/Exch | 10.72
S1021300 | Pipe - Pump / Heat exchanger | 14.52
S1021400 | Tube pump / heat exchanger | 12.21
S1021500 | Pipe - H/Exch - 3 way valve | 15.33
S1021600 | Pipe - Heat exchanger / 3 Way valve | 21.44
S1021700 | Pipe - Heat exchanger / 3 way valve | 50.48
S1021800 | Pipe - Gas | 9.16
S1021900 | Pipe - Gas | 9.16
S1022000 | Pipe - Gas | 9.94
S1022100 | Gas hose | 55.09
S1022200 | Gas isolation valve | 35.42
S1022300 | Expansion vessel | 130.27
S1022700 | Front panel | 115.35
S1022800 | Control panel | 145.2
S1022900 | Panel | 137.06
S1023000 | Box | 145.2
S1023100 | Draft diverter | 175.05
S1023300 | Cap flue gas | 35.42
S1023400 | Cap flue gas | 64.32
S1023500 | Chamber low pressure panel | 64.32
S1023600 | insulation combustion chamber | 59.44
S1023700 | Heat exchanger | 763.99
S1024000 | Motor pump | 223.91
S1024100 | Motor pump 45W-1300L | 188.62
S1024200 | Pump | 253.76
S1024400 | Heating filter | 1.9
S1024500 | Automatic de-aerator | 16.69
S1024600 | Sanitary filter | 4.58
S1024700 | De-aeration valve | 4.58
S1024800 | Heat exchanger DHW, 16 plates | 86.85
S1024900 | Z pipe | 21.44
S1025100 | Micro accu resistor | 35.42
S1025200 | Expansion vessel 7L | 82.78
S1025300 | Expansion vessel 12L | 115.35
S1025400 | Adapter | 5.36
S1025500 | 3 way valve | 130.27
S1025600 | Heating cock | 15.33
S1025700 | Cold water tap | 15.33
S1025900 | Gas isolation valve | 21.44
S1026100 | Washer bag + limiter 16 L | 12.21
S1026200 | Connection tube | 55.09
S1026300 | Washer bag | 3.87
S1026400 | Plastic control box cover | 15.33
S1026600 | Ignition cable | 9.16
S1026700 | Wiring harness 24V | 160.13
S1026800 | Wiring harness 24V | 175.05
S1026900 | Cable fan | 16.69
S1027000 | Harness | 10.72
S1027200 | Harness - Supply | 10.72
S1027300 | Temperature sensor | 12.21
S1027400 | Thermostat VMC | 18.18
S1027500 | Cable, temperature regulator | 6.07
S1027600 | Gas connection | 15.33
S1027700 | Burner | 90.92
S1027800 | Burner manifold G20 | 122.13
S1027900 | Burner manifold G30 | 122.13
S1028100 | Tube heat exchanger/3wV | 21.44
S1028200 | Pipe - Tank inlet cold water | 9.16
S1028300 | Sanitary hot water pipe | 12.21
S1028400 | Gas connection tube | 12.21
S1028500 | Telescopic tube | 11.47
S1028600 | Pump/heat exchanger pipe | 12.99
S1028700 | Pipe - Heat exchanger/3WV | 16.69
S1028800 | Gas pipe | 9.94
S1028900 | Heat exchanger/3WV pipe | 16.69
S1029000 | Gas pipe | 9.94
S1029100 | T + plug | 35.42
S1029200 | Front panel Seal | 8.41
S1029300 | Side panel seal | 10.72
S1029400 | Seal | 4.58
S1029600 | Inspection glass + seal | 3.87
S1029700 | Connection (hot water) | 9.16
S1030200 | Gas isolation valve | 38.54
S1030300 | Packing ring set | 8.41
S1030400 | Washer bag + limiter 12 L | 5.36
S1030500 | Stepper motor | 64.32
S1030600 | Cable, motor | 6.89
S1030700 | Cable tree | 35.42
S1030800 | Cable tree, floor kit | 47.22
S1030900 | Safety switch thermostat | 7.63
S1031000 | Display | 101.78
S1031100 | Harness | 18.18
S1031200 | Harness | 9.94
S1031300 | Option PCB | 419.31
S1031400 | Telescopic connection | 15.33
S1031500 | Telescopic connection | 35.42
S1031600 | Telescopic pipe | 35.42
S1031700 | Tube inlet | 26.19
S1031800 | Tube | 26.19
S1031900 | Tube | 26.19
S1032000 | Tube | 18.18
S1032100 | Storage water heater | 724.64
S1032200 | Thermostat d.h.w. | 12.99
S1032300 | Automatic de-aerator | 23.2
S1032400 | Plug | 16.69
S1032500 | Drain tap | 23.2
S1032600 | Heating tap (stop) | 26.19
S1032700 | Heating tap | 12.99
S1032800 | Electric connection box | 31.75
S1033100 | Side panel | 47.22
S1033200 | Diverter valve | 145.2
S1033400 | Washer | 7.63
S1033500 | Diverter valve 3 way | 160.13
S1033600 | Pipe | 18.18
S1033700 | Pipe | 12.21
S1033800 | Pipe | 14.52
S1033900 | Gas pipe | 9.94
S1034100 | Pipe | 21.44
S1034200 | mixing valve | 188.62
S1034300 | Resistance | 50.48
S1034400 | Safety switch thermostat | 18.18
S1034500 | Cable tree harness | 29.04
S1034600 | Termostat | 101.78
S1034700 | Storage water heater | 419.31
S1034800 | Switch | 9.94
S1034900 | Non-return valve | 6.89
S1035000 | Tube inlet | 18.18
S1035100 | Tube | 11.47
S1035200 | Tube outlet | 31.75
S1035300 | Tube inlet | 19.54
S1035400 | expansion vessel d.h.w. | 59.44
S1035500 | Front panel | 145.2
S1035600 | Harness | 29.04
S1035700 | Tap cold water | 16.69
S1035800 | Heating filter | 18.18
S1035900 | Clip, (x10) | 4.58
S1036000 | Seal | 11.47
S1036100 | Gas isolation valve | 19.54
S1036200 | Washer bag | 4.58
S1036300 | Kit of washers and limiter 8L | 5.36
S1036400 | Washer bag kit | 5.36
S1036500 | Washer + limitor 16L | 6.07
S1036600 | Washer with limitor 10L | 6.07
S1036700 | Washer filter (x10) | 38.54
S1036900 | Flow limiter, 14l/min, (x10) | 297.18
S1037000 | Wiring harness | 137.06
S1037200 | Heat exchanger, 35kW | 392.17
S1037300 | Insulation - Combustion Chamber | 38.54
S1037500 | Manifold - Gas G20 | 44.24
S1037600 | Manifold - Gas G30 | 38.54
S1037800 | Washer front panel | 3.87
S1037900 | Clip, (x10) | 7.63
S1038100 | Pipe - Heat exchanger / 3 Way valve | 19.54
S1038200 | Pipe - Pump / Heat exchanger | 14.52
S1038300 | Pipe - Heat exchanger / 3 Way valve | 13.71
S1038400 | Pipe - Gas valve to burner | 12.21
S1039200 | Harness | 130.27
S1039300 | Panel | 153.34
S1039600 | Ignition cable | 9.94
S1039700 | Harness | 6.07
S1039800 | Limitor 14L + gasket | 6.89
S1039900 | Ignition cable | 14.52
S1040000 | Printed circuit board | 145.2
S1040100 | Overheat klixon | 18.18
S1040200 | Ignition lead | 50.48
S1040300 | Wiring harness | 90.92
S1040400 | Grommet for pipe, (x2) | 3.87
S1040500 | Combustion front panel | 108.56
S1040600 | Seal - Front panel | 41.25
S1040700 | Insulation - Side panel | 19.54
S1040800 | Heating pipe seal grommet (x2) | 7.63
S1040900 | Grommet, d=11mm, (x3) | 3.05
S1041000 | Exchanger | 650
S1041100 | Heat exchanger | 877.98
S1041200 | Support heat exchanger (right) | 8.41
S1041300 | Support heat exchanger (left) | 6.89
S1041400 | Support heat exchanger | 8.41
S1041500 | Fastening for heat exchanger | 3.87
S1041700 | Condensate | 38.54
S1042000 | Pipe - Drain condensate | 14.52
S1042300 | Electrode | 12.21
S1042400 | Gasket, electrode, (x5) | 3.05
S1042500 | Washer heat exchanger | 16.69
S1042600 | Insulation cover | 21.44
S1042700 | Gasket burner | 1.53
S1043000 | Gasket heat exchanger | 1.9
S1043100 | Sight glass replacement kit | 5.36
S1043200 | Burner flange | 44.24
S1043300 | Screw, M6x10, (x10) | 3.87
S1043400 | Screw, (x10) | 4.58
S1043600 | Ignition lead cable | 12.21
S1043700 | Cable temperature regulator TA | 16.69
S1043800 | Gas section G20 30kW | 175.05
S1043900 | Gas valve, G20 | 153.34
S1044000 | Connector gas valve | 13.71
S1044100 | O-ring, (x3) | 3.87
S1044200 | Washer | 3.87
S1044300 | Fan manifold | 55.09
S1044400 | Spacer, fan, 31 mm | 50.48
S1044500 | Spacer, fan, 63 mm | 12.99
S1044600 | O-ring, (x10) | 2.31
S1044700 | Clip, (x5) | 6.07
S1044900 | Pipe | 29.04
S1045000 | Pipe | 35.42
S1045200 | Pipe - Heat exchanger -3 way valve | 38.54
S1045300 | Pipe - Pump telescopic | 9.16
S1045400 | Connector - Gas | 29.04
S1045500 | Flexible hose | 10.72
S1045600 | Expansion vessel 10L | 101.78
S1045700 | Gasket | 2.31
S1045800 | Nut, (x10) | 2.31
S1045900 | Screw, M4x12, (x10) | 1.9
S1046000 | Screw M4X20 (x10) | 3.05
S1046100 | Screw, 5x50, (x10) | 2.31
S1046200 | Screw, M5x80, (x10) | 11.47
S1046700 | Harness | 108.56
S1046800 | Screw, (x10) | 2.31
S1046900 | Washer | 4.58
S1047000 | Printed circuit board | 145.2
S1047100 | Connector sifon | 18.18
S1047200 | O-ring, (x10) | 35.42
S1047400 | Hanging bracket | 31.75
S1047500 | Fan | 188.62
S1047600 | Safety assembly | 108.56
S1047700 | Washer side panel | 3.87
S1047800 | O ring | 2.68
S1047900 | Pressure relief valve 10bars | 16.69
S1048000 | Mixing valve thermostatic | 238.83
S1048100 | Tap | 14.52
S1048200 | Tap | 16.69
S1048300 | Temperature sensor + washer | 18.18
S1048400 | Washer | 15.33
S1048500 | Clamp, D100x70mm | 29.04
S1048600 | Washer, D60 (x5) | 6.89
S1048700 | Ring, kit | 16.69
S1048800 | Clamp, D125x70mm | 26.19
S1048900 | Lip seal, D80 EPDM (x5) | 18.18
S1049000 | Wall seal, kit | 38.54
S1049100 | Clamp, bracket tube D100 | 23.2
S1049200 | Clamp, bracket tube D125 | 23.2
S1049300 | Outlet pipe bushing (x3) | 5.36
S1049400 | Insulation | 9.16
S1049800 | Tube expansion vessel | 9.94
S1050300 | Screw, (x25) | 3.05
S1050600 | Gasket Ø84 | 6.89
S1050700 | Grommet, (x4) | 5.36
S1050800 | Grommet for pipe, 15mm, (x5) | 18.18
S1051200 | O-ring, (x10) | 3.87
S1051500 | Electrode | 64.32
S1051600 | Tundish lever | 9.16
S1051700 | Lever pump/exchanger | 50.48
S1051900 | Drain piece tap | 12.21
S1052000 | Fan | 223.91
S1052300 | Air inlet / silencer TM3HR | 14.52
S1052400 | Heat exchanger DHW, 18 plates | 297.18
S1052600 | Connection | 38.54
S1052700 | Pipe | 41.25
S1052800 | by pass tube/exchanger | 26.19
S1053100 | Siphon | 26.19
S1053200 | Pump | 175.05
S1053300 | Sealing ring, (x20) | 10.72
S1053400 | O-ring, seal, (x20) | 9.94
S1053500 | Tube /heat exchanger | 18.18
S1053700 | Motor, 3-way-valve | 44.24
S1053800 | Pipe | 11.47
S1053900 | Conexion | 18.18
S1054000 | Flow sensor | 59.44
S1054100 | Conexion | 31.75
S1054200 | Sanitary filter | 6.89
S1054500 | Pipe | 21.44
S1054800 | Harness, low voltage | 108.56
S1054900 | Cable tree harness | 38.54
S1055000 | Cabletree ignitor | 9.94
S1055200 | arness | 18.18
S1055300 | Gasket kit connection tubes | 82.78
S1055400 | Hose | 5.36
S1055500 | Clips | 12.21
S1055700 | O ring, (x10) | 7.63
S1055800 | O-ring, (x10) | 3.05
S1056000 | Plug + Seal | 10.72
S1056200 | raccord remplacement V3V | 59.44
S1056300 | Printed circuit board | 26.19
S1056600 | Plug and washer | 3.05
S1056700 | Float | 3.05
S1056900 | O-ring, (x10) | 6.07
S1057100 | Hot water pipe | 41.25
S1057200 | Conexion | 26.19
S1057300 | Pipe - Flow connection / Exchanger | 64.32
S1057500 | Gas valve, G20 (24kW) | 238.83
S1057600 | Gas valve, G20 (28kW) | 253.76
S1057700 | Connection tube | 59.44
S1057900 | Pipe | 21.44
S1058000 | Pipe - Gas Connection | 47.22
S1058100 | Connexion | 15.33
S1058200 | Pipe - Cold water inlet | 64.32
S1058300 | Pipe - Hot water | 19.54
S1058800 | Flue adaptator | 44.24
S1059100 | Front Panel | 94.99
S1059200 | Front panel | 101.78
S1059500 | Control panel | 115.35
S1059600 | Control panel | 18.18
S1059700 | Control panel | 94.99
S1059900 | Heat Exchanger | 480.38
S1060100 | Heat Exchanger 30kW | 360.96
S1060200 | Pipe, pump - 3- way-valve | 19.54
S1060300 | Pipe pomp / heat exchanger | 13.71
S1060400 | Pipe, heat exchanger / 3WV | 21.44
S1060500 | Pipe Pum / heat exchanger | 14.52
S1060600 | Main harness | 122.13
S1060700 | Cable tree | 108.56
S1060800 | Mainly harness | 137.06
S1060900 | Harness | 145.2
S1061000 | Temperature limiter, SRC | 12.99
S1061100 | Pipe: heat exchanger / 3 way valve | 19.54
S1061200 | Pipe : pomp / heat exchanger | 10.72
S1061300 | Telescopic tube | 10.72
S1061400 | Main harness | 145.2
S1061500 | Main harness | 145.2
S1061600 | Lain harness | 153.34
S1061700 | Main harness | 175.05
S1061800 | Motor pump | 223.91
S1061900 | Motor pump | 223.91
S1062000 | Printed circuit board, display | 41.25
S1062100 | Interface card | 94.99
S1062200 | Printed circuit board, display | 77.35
S1062300 | Temperature limiter, SRC | 6.07
S1062400 | Pipe | 29.04
S1062500 | Pipe | 26.19
S1062600 | Pipe pump/burner | 29.04
S1062700 | Pipe | 12.21
S1062800 | Exchanger/3W V pipe | 55.09
S1062900 | Solar connection kit | 47.22
S1063000 | Solar connection kit | 26.19
S1063100 | Wiring harness | 122.13
S1063200 | Mainly harness | 130.27
S1063300 | Harness | 44.24
S1063400 | Heat exchanger/pump pipe | 12.99
S1063700 | Chamber low pressure | 145.2
S1063800 | Exchanger lever | 9.94
S1064100 | Gas pipe, Burned gas extraction | 38.54
S1064200 | Filter (x5) | 13.71
S1064400 | Hose | 41.25
S1064500 | Non-return valve | 283.61
S1064600 | Conexion | 115.35
S1064700 | 3W V/ exchanger Pipe | 18.18
S1064900 | Connection | 77.35
S1065000 | Front panel | 47.22
S1065100 | Side panel | 82.78
S1065400 | Handle with axis, kit of 3 | 8.41
S1065600 | Draft diverter | 77.35
S1065700 | Flue gas cap | 77.35
S1065900 | Flow switch conductor | 9.94
S1066100 | Heat exchanger | 392.17
S1066500 | Gas valve G130 | 360.96
S1066800 | CTN sensor | 19.54
S1066900 | Control box cover | 11.47
S1067000 | Harness | 122.13
S1067300 | Diaphragm | 59.44
S1067400 | Heating safety valve 3 bar | 11.47
S1067500 | Circulator pump | 153.34
S1067600 | 3 way valve | 202.19
S1067700 | Sanitary bloc | 50.48
S1067800 | Domestic heat exchanger | 115.35
S1068000 | Bloc pump | 130.27
S1068200 | Screw - Bypass | 19.54
S1068600 | Pipe | 16.69
S1069000 | Filter (x10) | 16.69
S1069100 | O-ring, (x10) | 6.89
S1069200 | O-ring, (x10) | 3.05
S1069300 | Clip, 3WV, (x10) | 9.16
S1069700 | Connection - Cold water | 41.25
S1069800 | Bypass | 19.54
S1069900 | By pass tube | 35.42
S1070000 | Connection set | 38.54
S1070100 | Filter, siphon, (x5) | 77.35
S1070200 | Door | 18.18
S1070300 | Ignitoin electrode | 11.47
S1070400 | Thermostat SRC | 9.94
S1070500 | Heat exchanger | 268.69
S1070600 | Cable TA and water storage | 12.21
S1070700 | Coil | 31.75
S1070800 | Burner support G20 | 115.35
S1070900 | Burner manifold G30 | 115.35
S1071000 | Burner manifold G20 | 122.13
S1071100 | Burner manifold G30 | 90.92
S1071200 | Burner support with nozzles G20 | 297.18
S1071300 | Burner support with nozzles G30 | 297.18
S1071400 | Gas valve assembly, G20 | 115.35
S1071500 | Gas valve assembly, G30 | 115.35
S1071600 | Gas valve assembly, G20, G25 | 108.56
S1071900 | Heat exchanger/3W V pipe | 18.18
S1072000 | Tube H.E / 3WV | 23.2
S1072100 | Telescopic heat exchanger pipe | 11.47
S1072200 | Safety switch | 6.89
S1072300 | Electronics Display | 223.91
S1072400 | cable tree main lines | 188.62
S1072500 | Fan | 115.35
S1072600 | Sealing ring, pump, (x10) | 9.94
S1072700 | Plug 2 wires Room thermostat | 3.87
S1073200 | Clip, (x10) | 5.36
S1073300 | Flue gas cap 30 KW HMOD | 108.56
S1073400 | Flue collector, 35kW | 122.13
S1073500 | Cable tree harness | 145.2
S1073600 | Fan | 130.27
S1073700 | Flue gas cap | 77.35
S1073800 | Flue gas cap | 77.35
S1073900 | No-return valve | 5.36
S1074000 | Valve | 13.71
S1074100 | Flexible | 12.21
S1074200 | Flexible tube | 12.21
S1074400 | Fuse, 630mA, (x5) | 7.63
S1074500 | Seal | 3.87
S1074600 | Anode seal (x10) | 38.54
S1074700 | Front panel | 145.2
S1074900 | Front panel insulation | 130.27
S1075000 | Seal, front panel | 35.42
S1075100 | Insulation, side panel | 69.21
S1075200 | 2 zones kit cable | 69.21
S1075300 | Hose | 6.89
S1075400 | Seal, condensate trap | 3.87
S1075500 | Elbow | 31.75
S1075600 | Pipe bypass | 5.36
S1075700 | Hose | 38.54
S1075900 | Hydraulic bloc | 94.99
S1076000 | Pump | 238.83
S1076100 | Gasket, (x10) | 77.35
S1076200 | Pipe, inlet tank | 18.18
S1076300 | Pipe, outlet tank | 16.69
S1076400 | Pipe, gas | 69.21
S1076500 | Pipe Pump/Heat exchanger | 19.54
S1076600 | Pipe heat Exchanger/ 3Wv | 55.09
S1076700 | Pipe, pump - 3 way valve | 90.92
S1076800 | Telescopic pipe | 13.71
S1076900 | Tube pump / tank | 59.44
S1077000 | Pipe, cold water | 11.47
S1077100 | Wiring harness | 137.06
S1077200 | Harness ignitor | 12.21
S1077300 | Temperature sensor | 18.18
S1077400 | Tank | 1222.66
S1077500 | Hanging bracket | 31.75
S1077800 | 3W V +2 zones kit motor | 175.05
S1077900 | Printed circuit board cock kit 2 zones | 130.27
S1078000 | Resistance micro-storage | 29.04
S1078100 | Tube inlet | 9.94
S1078200 | Flexible tube | 26.19
S1078500 | Storage water heater micro version | 153.34
S1078700 | Pipe - Tank outlet hot water | 29.04
S1078800 | Pipe - Tank inlet hot water | 23.2
S1078900 | VMC thermostat | 31.75
S1079000 | Cylinder, microaccu | 188.62
S1079100 | 3 way valve assembly | 137.06
S1079200 | Tap | 360.96
S1079300 | Telescopic tube | 8.41
S1079400 | CARTE PROGRAMMEE KIT SOLAIRE | 108.56
S1079500 | Wiring harness solar | 44.24
S1079600 | Cable tree harness | 160.13
S1079700 | Expansion vessel 12L | 115.35
S1079800 | Cable, step motor, (x5) | 41.25
S1080000 | Draft diverter | 47.22
S1080100 | Flue gas temperature control | 55.09
S1080200 | Anode | 23.2
S1080300 | Gas section | 160.13
S1080400 | Burner | 69.21
S1080500 | Pilot burner, thermo-couple, piezo | 55.09
S1080600 | Nozzle conversion set (G20/G25) | 18.18
S1080700 | Nozzle conversion set (G29/G37) | 14.52
S1080800 | BCT ATMO VMC | 122.13
S1081000 | Water storage | 1707.11
S1081100 | Flange | 145.2
S1081200 | Thermostat | 29.04
S1081300 | Hose | 90.92
S1081500 | Flange | 283.61
S1081600 | Front panel | 175.05
S1081800 | Low pressure chamber cover | 38.54
S1081900 | Seal - Combustion chamber | 7.63
S1082000 | Printed Circuit Board | 160.13
S1082100 | Main harness low | 130.27
S1082200 | 3W W/heating pipe | 12.99
S1082300 | Expansion vesel pipe | 8.41
S1082400 | 3V W /Exchanger pipe | 29.04
S1082500 | Expansion vessel connection | 10.72
S1082600 | Connection set | 82.78
S1082700 | Heat exchanger | 268.69
S1082800 | By pass Hose | 29.04
S1082900 | Clip (x10) | 19.54
S1083000 | Heating filter (x5) | 6.89
S1083100 | Gasket, (x5) | 35.42
S1083200 | Pump / Heat exchanger tube | 31.75
S1083300 | Pipe Heat exchangeur / 3 way valve | 29.04
S1083400 | Pipe start tank (clip) | 47.22
S1083500 | Gas connection tube | 7.63
S1083600 | Gas connection tube | 18.18
S1083700 | Gas pipe | 7.63
S1083800 | Gas pipe (start) | 16.69
S1083900 | TUBE NOURRICE/BALLON ISOTWIN | 16.69
S1084000 | Catches | 9.16
S1084200 | Lever hot water | 14.52
S1084300 | Gas lever | 9.94
S1084400 | Seal kit | 3.05
S1084500 | Seal kit, + flow restrictor 16L | 9.94
S1084600 | Electric connection box | 26.19
S1084700 | Cover | 16.69
S1084800 | Tube (clip version) | 41.25
S1084900 | Tube (Screwed version) | 41.25
S1085000 | Outlet pipe bushing | 5.36
S1085100 | Fan cable | 50.48
S1085200 | Cable tree | 94.99
S1085300 | Main lines cable tree | 50.48
S1085400 | Wiring harness | 50.48
S1085500 | Tube (clip version) | 9.16
S1085600 | O Ring, (x10) | 3.87
S1085700 | Front panel | 223.91
S1085900 | Telescopic tube | 6.07
S1086100 | Main harness | 175.05
S1086200 | Pipe exchanger / 3WV | 18.18
S1086300 | Front panel | 35.42
S1086400 | Draught diverter | 82.78
S1086500 | Cap flue gas | 69.21
S1086600 | Covering plate | 3.87
S1086700 | Outlet pipe bushing | 9.16
S1086800 | Heat exchanger | 956.69
S1086900 | Burner support with nozzles G30 | 41.25
S1087000 | Cable tree main lines (harness) | 35.42
S1087100 | Sensor temperature | 12.21
S1087200 | Cable tree main lines (harness) | 69.21
S1087300 | Tube pump/ heat exchanger | 12.99
S1087400 | Tube pump/heat exchanger | 15.33
S1087500 | Tube heat Exch / 3WV | 21.44
S1087600 | Tube inlet cold water | 11.47
S1087700 | Tube inlet warm water | 12.99
S1087800 | Gas section/Burner | 13.71
S1087900 | Burner support with nozzles G20 | 35.42
S1088000 | Front panel | 153.34
S1088700 | Tap, regulation | 238.83
S1088800 | Valve, thermostat | 283.61
S1088900 | Temperature pressure relief valve | 64.32
S1089000 | Plug | 12.99
S1089100 | tube, pump/ heat exchanger | 26.19
S1089200 | valve, tube heat exchanger | 47.22
S1089300 | Sealing ring, (x5) | 12.99
S1089400 | Thermic valve pipe | 26.19
S1089500 | Compression fitting | 7.63
S1089600 | Pilot | 9.16
S1089700 | Insulation 10 mm | 38.54
S1089900 | Washer tank | 3.87
S1090100 | Sensor ( L=1250 mm) | 21.44
S1090200 | Sensor (L=800 mm) | 19.54
S1090300 | Sensor (L=1700mm) | 21.44
S1090400 | Anode | 55.09
S1090500 | Pressure relief valve 3bars | 31.75
S1090600 | PCB | 188.62
S1090700 | Electronic control box | 153.34
S1090800 | Support | 69.21
S1090900 | Fixation kit / Nut and screw | 47.22
S1091000 | Shut-off valve | 38.54
S1091100 | Anode and seal (300l) | 223.91
S1091200 | Anode and seal (400l) | 137.06
S1091500 | Thermometer, red | 21.44
S1091600 | Thermometer, blue | 21.44
S1091700 | Manometre helio pack | 35.42
S1092000 | Pump ST20/11 | 325.68
S1092100 | Automatic air vent | 55.09
S1092300 | Pump | 160.13
S1092400 | Expansion vessel 18 ltr. | 108.56
S1092500 | Pressure reduction valve | 50.48
S1092600 | Pressure relief valve | 23.2
S1092700 | Temperature&pressure relief valve | 69.21
S1092800 | Tundish | 26.19
S1092900 | Immersion heater control | 160.13
S1093000 | Cylinder control | 160.13
S1093100 | Motorised 2-port-valve | 175.05
S1093200 | Heating element | 122.13
S1093300 | Expansion vessel 12 ltr. | 108.56
S1093400 | Magnesium anode (chaine) | 115.35
S1093500 | Compression fitting, (x2) | 31.75
S1093600 | Compression fitting | 69.21
S1093700 | Sealing ring, (x10) | 16.69
S1093800 | Sensor | 26.19
S1099800 | ETIQUETTE PIECES RGS (x100) | 18.18
S1100008 | Heat exchanger | 392.17
S1100010 | Clamp - Heat exchanger | 2.31
S1100011 | Screw M6X60 | 1.53
S1100014 | O ring 18 X 3 | 1.53
S1100015 | O ring 15.6 ID 2.4 sect dia | 1.53
S1100017 | Sealing washer 24.5X18.2mm | 1.9
S1100018 | Heat exchanger door | 86.85
S1100023 | Inspection seal - heat exchanger door | 2.31
S1100029 | Fan manifold assembly | 41.25
S1100033 | Fan venturi plate | 7.63
S1100035 | M6 washered nut | 1.9
S1100038 | Screw -no6 X 3/8 | 1.15
S1100041 | Gasket - siphon | 2.31
S1100042 | Siphon | 26.19
S1100045 | Main PCB | 130.27
S1100061 | Thermister thermometric | 9.94
S1100064 | Adaptor clip - heat exchanger | 1.9
S1100075 | Pipe - Gas | 15.33
S1100077 | Gas cock assembly | 69.21
S1100078 | Grommet | 1.9
S1100079 | Plate - Gas pipe sealing | 14.52
S1100104 | Fuse 125MA | 1.9
S1100106 | Fuse 3.15ATX20mm 250V | 3.05
S1100118 | 3-pole in-line plug | 4.58
S1200000 | Front panel | 50.48
S1200100 | Front panel | 50.48
S1200200 | Draught diverter | 38.54
S1200300 | Protection plate | 6.07
S1200400 | Burner | 21.44
S1200500 | Heat exchanger | 325.68
S1200600 | Heat exchanger | 160.13
S1200700 | Burner support | 44.24
S1200800 | Burner ignition pilot G20 | 19.54
S1200900 | Air supply pipe G20/G25 | 29.04
S1201000 | Air supply pipe G30/G31 | 29.04
S1201200 | Ignition electrode | 9.16
S1201300 | Thermo-couple SRC + overheating safety | 50.48
S1201500 | Thermo couple | 29.04
S1201600 | Pilot gas tube | 6.89
S1201800 | Piezo ignition | 11.47
S1201900 | Fitting | 29.04
S1202000 | Connexion valve/burner support | 29.04
S1202200 | Air filter | 6.89
S1202500 | Control knob | 55.09
S1202700 | Valve head | 38.54
S1203100 | Reduced pressure water valve | 175.05
S1203200 | Water valve | 223.91
S1203300 | Gas valve PN | 238.83
S1203400 | Front panel | 50.48
S1203600 | Protection plate | 6.07
S1203800 | Gas valve | 268.69
S1203900 | Rose | 31.75
S1204000 | Thermo-couple SRC + overheating | 41.25
S1204200 | Thermo-couple SRC + overheating | 41.25
S1204400 | Burner support | 18.18
S1204500 | Control panel | 202.19
S1204600 | Draft diverter | 59.44
S1204700 | Heat exchanger | 283.61
S1204800 | Deflector | 19.54
S1204900 | Gas pipe | 9.94
S1205000 | Safety switch | 16.69
S1205100 | Harness | 325.68
S1205200 | Ignitor cable | 19.54
S1205300 | Gas valve PR | 238.83
S1205400 | Hose | 19.54
S1205500 | pressure relief valve, cpl. | 12.21
S1205600 | Connection - Hot water | 11.47
S1205700 | Pipe | 12.21
S1205800 | Pipe | 18.18
S1205900 | Connection | 16.69
S1206100 | Insulation | 11.47
S1206200 | Hanging Bracket | 10.72
S1206400 | Fixing jig wash kit & F/L 10L | 12.21
S1206500 | Heat exchanger | 283.61
S1206700 | Flue gas cap | 41.25
S1206900 | Hot water pipe | 14.52
S1207000 | Wiring harness | 108.56
S1207100 | Gas pipe | 6.07
S1207200 | Washer side panel | 4.58
S1207300 | holding plate | 13.71
S1207500 | Burner injector G20 | 47.22
S1207600 | Hot water pipe | 16.69
S1207700 | Connection kit | 55.09
S1207900 | Burner manifold G30 | 41.25
S1208000 | Front panel | 21.44
S1208100 | Handle | 15.33
S1208200 | Water cock | 12.99
S1208300 | Panel | 69.21
S1208500 | Printed circuit | 160.13
S1208600 | Interface card | 122.13
S1208700 | Gas isolation valve | 44.24
S1208900 | Thermo-couple SRC and security | 31.75
S1209000 | Thermo-couple+TTB - G20 | 44.24
S1209100 | Thermo-couple+TTB - G30 | 55.09
S1209200 | Front panel | 50.48
S1209300 | Burner manifold G20 | 108.56
S1209400 | Adapter | 11.47
S1209600 | Nut | 3.87
S1209700 | Instrument panel | 64.32
S1209800 | Panel | 64.32
S1209900 | Hanging bracket | 6.89
S1210000 | Front panel | 47.22
S1210100 | Side panel right | 18.18
S1210200 | Side panel left | 29.04
S1210300 | Flue hood assembly | 38.54
S1210400 | Combustion front panel | 35.42
S1210500 | Seal | 4.58
S1210600 | Bracket adaptor | 9.94
S1210700 | Heat exchanger | 392.17
S1210800 | Burner | 38.54
S1210900 | Manifold assembly G20 | 38.54
S1211000 | Burner manifold G30 | 38.54
S1211100 | Pipe - Gas | 10.72
S1211200 | Pipe - Cold water | 26.19
S1211300 | Pipe - Hot water | 18.18
S1211400 | Wiring harness | 86.85
S1211700 | Harness - Supply | 12.99
S1211800 | Gas isolation valve | 29.04
S1211900 | Water connection set | 31.75
S1212000 | Washer kit + flow restrictor 12L | 14.52
S1212100 | Nut | 10.72
S1212200 | Flue gas restrictor, d=40.5 mm | 4.58
S1212300 | Gas connection | 16.69
S1212400 | Flue gas restrictor, d=44.5 mm | 3.87
S1212500 | Washer bag + Limitor 8L | 13.71
S1212600 | Water hose | 21.44
S1212800 | Pipe | 12.21
S1212900 | Pipe | 16.69
S1213000 | Casing | 77.35
S1213100 | Panel | 15.33
S1213200 | Knob | 4.58
S1213300 | Knob | 4.58
S1213400 | Adapter | 4.58
S1213500 | Adapter | 4.58
S1213600 | Piezo ignitoin knob | 3.05
S1213700 | Heat exchanger | 188.62
S1213800 | Draft diverter | 38.54
S1213900 | Burner | 41.25
S1214000 | Burner support | 16.69
S1214100 | Pipe, Pilot burner | 6.07
S1214200 | Ignition electrode | 10.72
S1214300 | Connection | 6.89
S1214400 | Pilot burner tube | 6.89
S1214500 | Piezo ignition + support | 3.87
S1214600 | Thermo-couple | 59.44
S1214700 | Thermostat | 15.33
S1214900 | Tube, hot water | 21.44
S1215000 | Diaphragm | 9.94
S1215100 | Diaphragm | 11.47
S1215200 | Water quantity regulator | 13.71
S1215300 | Water valve, upper part | 29.04
S1215400 | Water valve | 101.78
S1215500 | Water valve, lower part | 94.99
S1215600 | Water valve housing | 94.99
S1215700 | Water valve | 202.19
S1215800 | Water valve | 77.35
S1215900 | Water valve | 160.13
S1216000 | Selector spindle axis | 19.54
S1216100 | Spindle | 7.63
S1216200 | Axis selector spindle | 9.16
S1216300 | Water filter with plug | 9.16
S1216400 | Venturi | 7.63
S1216500 | Venturi 14L | 7.63
S1216600 | Regulation valve G20 | 11.47
S1216700 | Regulation valve G30 | 18.18
S1216800 | Water deficiency valve, G20 | 18.18
S1216900 | Valve G30 | 19.54
S1217000 | Regulation valve G20 | 15.33
S1217100 | Regulatoin valve G30 | 16.69
S1217200 | Cover and seal | 8.41
S1217300 | Gas valve G20 | 188.62
S1217400 | Gas valve G30 | 160.13
S1217500 | Gas valve G30 | 238.83
S1217600 | Gas valve G20 | 175.05
S1217700 | Gas valve G30 | 175.05
S1217800 | Gas valve G20 | 175.05
S1217900 | Gas valve G30 | 115.35
S1218000 | Gas valve G20 | 238.83
S1218100 | Gas valve G30 | 238.83
S1218200 | Gas valve G20 | 202.19
S1218300 | Gas valve G30 | 115.35
S1218400 | Gas valve G20 | 175.05
S1218500 | Gas valve G30 | 160.13
S1218600 | Gas valve G20 | 253.76
S1218700 | Gas valve G30 | 238.83
S1218800 | Magnet | 19.54
S1218900 | Actuator, natural gas | 90.92
S1219000 | Actuator, G30 | 90.92
S1219100 | Mikroswitch | 18.18
S1219200 | Front panel | 101.78
S1219300 | Adapter, front panel | 4.58
S1219400 | Thermo-couple+SRC+overheating | 55.09
S1219500 | Instrument board (Y/YO) | 9.94
S1219600 | Instrument panel (E/EO/EL) | 11.47
S1219700 | Panel (G/Go) | 9.94
S1219800 | Covering | 11.47
S1219900 | Panel (piezo) | 10.72
S1220000 | Panel (LED) | 9.94
S1220100 | Adapter handle extension | 4.58
S1220200 | Gaz handle extension adapter | 3.87
S1220300 | Heat exchanger | 223.91
S1220400 | Draft diverter | 41.25
S1220600 | Clip | 3.87
S1220700 | Burner chamber | 55.09
S1220800 | Burner support | 16.69
S1220900 | Pilot burner tube | 6.89
S1221000 | Ignition electrode | 21.44
S1221100 | Spark generator | 29.04
S1221200 | Flame supervision device | 2.68
S1221300 | Ignition box | 77.35
S1221400 | Igniter | 64.32
S1221500 | Box | 86.85
S1221600 | Harness | 8.41
S1221700 | Cable for generator | 6.89
S1221800 | Battery box | 10.72
S1221900 | Thermocouple+TTB+overheating | 44.24
S1222000 | Thermo-couple + SRC | 59.44
S1222100 | Thermo-couple + SRC | 35.42
S1222200 | Bridge | 3.05
S1222300 | Tube inlet cold water | 16.69
S1222400 | Tube inlet hot water | 23.2
S1222600 | Cold water entry pipe | 13.71
S1222700 | Cold water pipe | 13.71
S1222800 | Cold water pipe | 14.52
S1222900 | Seal kit | 16.69
S1223000 | Thermostat | 13.71
S1223100 | Thermostat harness | 6.89
S1223200 | Thermostat harness | 6.89
S1223300 | Harness | 7.63
S1223400 | Thermostat cable | 8.41
S1223500 | Thermostat harness | 6.07
S1223600 | Termostat relay SRC | 6.89
S1223700 | Safety switch thermostat | 6.07
S1223800 | Thermocouple +VMC+overheating ther. | 47.22
S1223900 | Gas entry connection | 21.44
S1224000 | Adapter | 16.69
S1224100 | Connection | 50.48
S1224200 | Connection kit | 19.54
S1224300 | Connection tube (paket) | 41.25
S1224400 | Outlet + cock | 115.35
S1224500 | Connection set | 50.48
S1224600 | Fixing bag | 64.32
S1224700 | Cover, (x2) | 12.21
S1224800 | Hose | 16.69
S1224900 | Connection | 19.54
S1225000 | SRC relay | 12.99
S1225100 | Tap | 18.18
S1225400 | Gas and water isolation valves, kit | 69.21
S1225500 | Tank | 188.62
S1225600 | Heat exchanger/tank Pipe | 13.71
S1225700 | Outlet tube | 55.09
S1225800 | Pipe heat exchangeur / microaccu | 16.69
S1225900 | Pipe outlet storage water heater | 31.75
S1226000 | Storage water heater | 175.05
S1226100 | Draft diverter | 69.21
S1226200 | Burner chamber group | 59.44
S1226300 | Burner chamber group | 86.85
S1226400 | Thermocouple | 50.48
S1226500 | Thermo-couple C type | 21.44
S1226600 | Cable harness, VMC + overheat thermostat | 41.25
S1226700 | VMC harness + overheat security | 41.25
S1226800 | Control box | 55.09
S1226900 | Diaphragm + Slide bar | 11.47
S1227000 | Water valve | 188.62
S1227100 | Venturi | 7.63
S1227200 | Regulating valve G20 | 12.21
S1227300 | Valve G30 | 23.2
S1227400 | Gas valve G20 | 175.05
S1227500 | Gas valve G30 | 145.2
S1227600 | Selector spindle axis | 16.69
S1250000 | Clip (x10) | 4.58
S1250100 | Clip, (x10) | 5.36
S1250200 | Screw, (x10) | 12.21
S1250300 | Washer (x10) | 5.36
S1250400 | Gasket, (x10) | 14.52
S1250600 | Inector Burner G30/G31 (x6) | 10.72
S1250700 | Injector burner G30/G31 (x6) | 4.58
S1250800 | Clip (x10) | 5.36
S1250900 | Nut (x10) | 5.36
S1251000 | Blocking disc (x10) | 2.68
S1251300 | Injector burner G20/G25 (x6) | 4.58
S1251400 | Injector, 1.35, (x6) | 4.58
S1251500 | Pilot burner injector, 0.18, (x10) | 64.32
S1251600 | Injector, pilot burner G20, (x10) | 55.09
S1251700 | Gasket, (x10) | 12.99
S1252100 | Screw (x10) | 21.44
S1252200 | Sealing ring, (x10) | 13.71
S1252300 | Filter, (x10) | 47.22
S1252400 | Clip (x10) | 3.87
S1252500 | Gas washer | 1.15
S1252600 | Spring ring, (x10) | 2.68
S1252700 | Clip, (x10) | 15.33
S1252800 | Clip, (x10) | 6.07
S1252900 | Clip, (x10) | 6.07
S1253000 | Sealing ring, (x10) | 13.71
S1253100 | Screw, (x10) | 3.05
S1253200 | Injector, 1.18, (x12) | 14.52
S1253300 | Injector | 9.94
S1253400 | Gasket, (x10) | 3.87
S1253500 | Gasket, G3/4, (x10) | 18.18
S1253600 | Pilot burner injector, 0.25, (x10) | 64.32
S1253700 | Screw, (x5) | 5.36
S1253800 | Gasket, (x10) | 5.36
S1253900 | Sealing ring, (x10) | 15.33
S1254000 | Clip (x10) | 5.36
S1254100 | Injector, 1.30, (x14) | 12.99
S1254200 | Injector, 1.10, (x12) | 16.69
S1254300 | Injector, 0.72, (x12) | 16.69
S1254400 | Injector, 0.76, (x14) | 18.18
S1254500 | O-ring, (x10) | 18.18
S1254600 | O-ring, (x10) | 5.36
S1254700 | Screw, (x5) | 5.36
S12780 | Screw M4x12mm | 0.81
S129060910 | Gasket, injector | 1.15
S12993 | Screw ( no.8 X 1/2 ) | 1.15
S135051120 | Gasket | 1.53
S135081420 | Gasket, 8 X 15.5 X 2 | 1.15
S135223020 | Gasket | 1.53
S140003043 | O-ring | 2.31
S144000075 | Injector | 2.68
S144000120 | Injector | 2.31
S149100103 | Pump | 108.56
S149100104 | Pump | 108.56
S152223020 | Gasket | 2.31
S153111820 | Gasket | 1.53
S153172420 | Gasket | 1.53
S155600001 | Pressure relief valve, 1/2 (3 bar) | 7.63
S160530008 | Expansion vessel | 69.21
S166161070 | Insulation, Tube | 10.72
S180001502 | Insulation, strip (900mm) | 1.9
S180001504 | Insulation, strip 520mm | 2.68
S202095 | Connector | 5.36
S202135 | Air pressure switch | 101.78
S202240 | Fuse T 3.15A 250V 20mm | 3.87
S202445 | Thermocouple | 9.16
S202605 | Electrode | 5.36
S202625 | Electrode | 6.89
S202626 | Electrode | 8.41
S202629 | Electrode DERLITE | 7.63
S202635 | Electrode | 6.07
S202641 | Electrode | 5.36
S202916 | E/M timer + O/R | 47.22
S203415 | Pilot burner | 29.04
S203431 | Pilot burner | 31.75
S203508 | Injector, pilot | 6.89
S203509 | Injector, pilot | 7.63
S204185 | Adaptor olive-reducer | 3.05
S204853 | Tubing nut -4mm | 5.36
S204902 | Restrictor, pilot pipe | 3.87
S204968 | Sensing tube adaptor and O rings | 4.58
S208040 | O ring | 1.15
S208068 | O ring-25IDX4.0mm | 1.53
S208238 | Screw ( M5X8mm ) | 15.33
S208241 | Screw-M4-gas manifold | 12.99
S208294 | Screw ( M5X14mm ) | 1.15
S208308 | Screw (M4x10mm) | 6.89
S208763 | O-ring 17mm dia x 4mm | 1.53
S210272 | Loose coal small | 3.87
S212128 | Washer sealing 15X7X2mm | 1.15
S212134 | Gasket-3.0mm | 3.05
S212143 | Washer 18x15x2mm | 1.9
S212194 | Seal - case side | 1.9
S212195 | Seal - case top | 1.9
S212205 | Trap seal | 1.9
S212212 | Gasket - Fan | 1.53
S212213 | Gasket-fan outlet | 1.53
S212222 | Washer 19.6x14.3x2mm | 1.15
S212309 | Case seal side | 3.05
S212311 | Case seal side | 2.31
S212312 | Case seal Top/Bottom | 1.53
S212313 | Flue elbow - seal | 3.05
S212315 | Gasket - Manifold | 2.31
S212332 | Sealing washer 24.5X18.2mm | 1.53
S212333 | Sealing washer 18X12.5mm | 1.9
S212361 | Flue/Hood gasket | 3.05
S227033 | Fan | 325.68
S227034 | Fan | 283.61
S227035 | Fan assembly | 392.17
S227067 | PCB, main | 223.91
S227106 | PCB-main | 268.69
S230037 | Washer sealing | 2.68
S230403 | Water cock 22x22 | 41.25
S402000001 | Motor, 3 way valve | 90.92
S403000001 | Diaphragm | 5.36
S403000002 | Spring | 3.05
S403000003 | Switch | 4.58
S403000004 | Nipple | 12.99
S403000008 | Clip, (x10) | 6.07
S403000011 | Maintenance kit | 38.54
S417019 | Nut - Compression 4mm | 2.31
S443106 | Harness - Fan | 26.19
S446375 | Plug + cable | 31.75
S448629 | Fan/Wps harness | 55.09
S451477 | Oxypilot assembly | 55.09
S457077 | Fan assembly | 360.96
S457082 | Fan/A.P.S. Harness/Wdp | 69.21
S457660 | Fan assembly | 360.96
S458067 | Plug and cable assembly | 31.75
S458068 | Fan/Aps/Ohs harness | 55.09
S458544 | Bracket - Electrode | 6.07
S51936004 | Adhesive ring | 3.05
S5261700 | Bypass | 12.99
S5295800 | Injector G30 (x16) | 5.36
S5295900 | Injector, G30, (x16) | 10.72
S5296500 | Injector | 7.63
S5296700 | Injector G20 (x16) | 7.63
S5296900 | Injector, G20, (x16) | 6.89
S5299200 | Injector G30/31 (x20) | 10.72
S5408100 | Fuse, 125mA, (x5) | 11.47
S5418200 | Sealing ring, (x100) | 12.21
S5449700 | Clip, (x10) | 9.94
S5455000 | Clip, 20 mm, (x10) | 8.41
S5461100 | Clamp, (x15) | 29.04
S5465600 | Screw, 4,2x13,5, (x50) | 4.58
S5465700 | Clip, 18 mm, (x10) | 9.16
S5466000 | Gasket, (x20) | 10.72
S5466200 | Clip, 10 mm, (x10) | 6.89
S5466300 | Clip, (x10) | 15.33
S5466400 | O-ring, (x20) | 6.07
S5466500 | O-ring, (x20) | 6.89
S5483800 | Screw, 3,5x6,5, (x75) | 14.52
S5485100 | Sealing ring, (x100) | 18.18
S5485200 | Sealing ring, (x100) | 12.21
S5490600 | Screw, (x50) | 5.36
S5490900 | Clip, 13.5 mm, (x15) | 9.94
S5495800 | Rail, (x10) | 82.78
S5496800 | O-ring, (x50) | 8.41
S5601400 | Thermistor | 26.19
S5617200 | Burner | 50.48
S5618400 | Automatic air vent | 18.18
S5619000 | Valve | 6.07
S5632800 | Burner | 77.35
S5650600 | Sealing ring, (x50) | 12.21
S5650700 | Sealing ring, 3/4, (x50) | 9.16
S5654500 | Gasket, (x5) | 14.52
S5704200 | Temperature sensor, DHW | 7.63
S5720200 | Flow sensor | 29.04
S5720500 | Pressure sensor | 26.19
S5720600 | Motor diverter valve | 50.48
S5721100 | Temperature limiter, SRC | 7.63
S5721400 | Thermostat SRC | 9.16
S5733600 | Thermostat TTB | 41.25
S5739800 | Temperature sensor | 7.63
S5741800 | Temperature sensor | 38.54
S5741900 | Pressure relief valve, 10 bar | 12.99
S5742700 | Spark generator | 9.94
S5744000 | Air pressure switch | 44.24
S5744100 | Air pressure switch | 44.24
S800131 | Solenoid | 69.21
S800849 | Control stat (2 pin) | 38.54
S800850 | Control stat (2 pin) | 38.54
S801039 | Burner | 44.24
S801050 | Gasket | 1.53
S801062 | Compression ring | 1.15
S801063 | Compression nut | 1.53
S801068 | Air vent | 19.54
S801105 | Seal ring | 1.15
S801184 | Motor pump | 160.13
S801189 | Flow switch + 3 cables | 21.44
S801191 | Membrane | 2.31
S801199 | Micro switch + 2 cables | 31.75
S801200 | Adapter-condensate | 69.21
S801201 | Membrane cover | 35.42
S801203 | Temp sens + caps + need cmp | 23.2
S801260 | O-ring, air vent | 3.87
S801267 | O-ring | 1.53
S900000 | Thermocouple | 9.16
S900001 | Thermocouple | 8.41
S900501 | Piezo igniter | 12.21
S908125160 | Cable tie | 1.15
SFF0652 | Screw, no6 x 3/8 | 1.15
SK5877 | Screw, no8 x 5/8 | 1.15
SK7959 | Screw, M3x6mm | 1.15
SK8968 | Transformer 240/24V | 41.25
SWX5503 | Ignition lead | 7.63
SWY0101 | Earth lead | 9.16